## Sheet1
MaterialGroup | MaterialCode | closeFlag | Industry | OldMaterialNo | MaterialDescription | UOM | MaterialType | StatusFlag | transactionFlag | received_flag
CM10 | 10100005 | NO | M | CNMSL0072 | ACRYLIC SHEET,TRANSPARENT,2x1m,2mm THICK | EA | ZCVL | Ordered | 10100005 | 10100005
CM10 | 10100009 | NO | M | CNCON0632 | PAINT ROLLER,7",WITH HANDLE | EA | ZCVL | Ordered | 10100009 | 10100009
CM09 | 10100011 | NO | M | CNPNT0026 | SPRAY PAINT,WHITE | EA | ZCVL | Ordered | 10100011 | 10100011
CM02 | 10100032 | NO | M | MISCM0059 | REBAR,EPOXY COATED,16MM,6M LONG | KG | ZCVL | Ordered | 10100032 | 10100032
CM02 | 10100033 | NO | M | CNMSL0023 | SPRAY,WD-40 | EA | ZCVL | Ordered | 10100033 | 10100033
CM07 | 10100036 | NO | M | CNCON0752 | TOILET SEAT,STD | EA | ZCVL | Ordered | 10100036 | 10100036
CM10 | 10100040 | NO | M | CNCON0745 | CHAMFER,PVC,25mm,2m LENGTH | EA | ZCVL | Ordered | 10100040 | 10100040
CM03 | 10100043 | NO | M | EIACC0098 | CEMENT,50KG,PORTLAND | BAG | ZCVL | Ordered | 10100043 | 10100043
CM02 | 10100048 | X | M | MIMEW0522 | REBAR,25MM DIA,EPOXY COATED,12 MTR | EA | ZCVL | Ordered | 10100048 | 10100048
CM09 | 10100049 | NO | M | CNPNT0037 | SPRAY PAINT,SILVER | EA | ZCVL | Ordered | 10100049 | 10100049
CM11 | 10100051 | NO | M | CNCON0098 | POWDER,DRY,FOSROC,CONBEXTRA GP,CLASS R4 | M3 | ZCVL | Ordered | 10100051 | 10100051
CM02 | 10100055 | NO | M | CNCON0135 | GROUT,FREE FLOW,CONBEXTRA EP150,92KG/BAG | EA | ZCVL | Ordered | 10100055 | 10100055
CM09 | 10100067 | NO | M | CNPNT0040 | SPRAY PAINT,BLACK | EA | ZCVL | Ordered | 10100067 | 10100067
CM03 | 10100070 | NO | M | CNCON0091 | READY MIX CONCRETE,30 Mpa | M3 | ZCVL | Ordered | 10100070 | 10100070
CM09 | 10100073 | NO | M | CNPNT0056 | PAINT,BITUMEN,HEMPINOL,10270,BLACK,20L | EA | ZCVL | Ordered | 10100073 | 10100073
CM09 | 10100076 | NO | M | CNCON0226 | PAINT,SYNTHETIC ENAMEL,WHITE | L | ZCVL | Ordered | 10100076 | 10100076
CM03 | 10100080 | NO | M | CNCVL0011 | READY MIX CONCRETE,20 MPA | M3 | ZCVL | Ordered | 10100080 | 10100080
CM02 | 10100086 | NO | M | MISCM0226 | REBAR,EPOXY COATED,DIA12mmxLG12m | KG | ZCVL | Ordered | 10100086 | 10100086
CM10 | 10100092 | NO | M | CNCON0420 | PAINT ROLLER,4" | EA | ZCVL | Ordered | 10100092 | 10100092
CM10 | 10100094 | NO | M | EICON2336 | PAINT BRUSH,3" | EA | ZCVL | Ordered | 10100094 | 10100094
CM10 | 10100100 | NO | M | EICON2337 | PAINT BRUSH,4" | EA | ZCVL | Ordered | 10100100 | 10100100
CM02 | 10100102 | NO | M | EICAF4591 | GLUE,CPVC,1 KG | EA | ZCVL | Ordered | 10100102 | 10100102
CM10 | 10100103 | NO | M | EICON1191 | PAINT BRUSH,2" | EA | ZCVL | Ordered | 10100103 | 10100103
CM10 | 10100104 | NO | M | EICON1175 | PAINT BRUSH,1" | EA | ZCVL | Ordered | 10100104 | 10100104
CM02 | 10100105 | NO | M | EICON2362 | HOLLOW BLOCK,20CM X 20CM X 40CM | EA | ZCVL | Ordered | 10100105 | 10100105
CM09 | 10100114 | NO | M | CNPNT0027 | Spray Paint - Color: Red | EA | ZCVL | Ordered | 10100114 | 10100114
CM09 | 10100116 | NO | M | CNPNT0039 | Spray Paint - Color: Yellow | L | ZCVL | Ordered | 10100116 | 10100116
CM09 | 10100122 | NO | M | NICON0347 | Blue Spray Paint | EA | ZCVL | Ordered | 10100122 | 10100122
CM01 | 10100140 | NO | M | CNCON0845 | 1" BASE COURSE | M3 | ZCVL | Ordered | 10100140 | 10100140
CM07 | 10100147 | NO | M | CNCON0739 | HighPressureHose2"(50Mtrs/Roll) | RL | ZCVL | Ordered | 10100147 | 10100147
CM10 | 10100160 | NO | M | MICON0407 | JOINT SEALANT, FOSROC TUBES 600ML | EA | ZCVL | Ordered | 10100160 | 10100160
CM09 | 10100170 | NO | M | CNPNT0106 | PAINT, WHITE COLOR, ROUGH TEXTURE. SIGMA | DR | ZCVL | Ordered | 10100170 | 10100170
CM09 | 10100171 | NO | M | CNPNT0107 | SIGMACRYL FLAT TELE GREY 4RAL-7047,SIGMA | L | ZCVL | Ordered | 10100171 | 10100171
CM09 | 10100172 | NO | M | CNPNT0108 | SIGMACRYL FLAT TELE GREY,2RAL-7046,SIGMA | L | ZCVL | Ordered | 10100172 | 10100172
CM10 | 10100180 | NO | M | CNPNT0100 | NITO BOND AR (FOSROC) 4LT/CAN | GAL | ZCVL | Ordered | 10100180 | 10100180
CM04 | 10100190 | NO | M | N/A | IRON STONE (CRUSHED IRON SLAG), 3/4" | TON | ZCVL | Ordered | 10100190 | 10100190
CM02 | 10100191 | NO | M | NO | REBAR,20MM DIA,FUSION BOND EPOXY COATED | KG | ZCVL | Ordered | 10100191 | 10100191
CM10 | 10100192 | NO | M | NO | GROUT, MASTER FLOW - 928, (25 KG/BAG) | BAG | ZCVL | Ordered | 10100192 | 10100192
CM03 | 10100200 | NO | M | NO | READY MIX CONCRETE W/MICRO SILICA,30 MPA | M3 | ZCVL | Ordered | 10100200 | 10100200
CM07 | 10100201 | NO | M | NO | BASIN MIXER FOR WASH BASIN | EA | ZCVL | Ordered | 10100201 | 10100201
CM07 | 10100203 | NO | M | NO | TRIGGER SPRAY WITH BLACK HANDSPRAY | EA | ZCVL | Ordered | 10100203 | 10100203
CM07 | 10100205 | NO | M | NO | WASH BASIN & PEDSTAL | EA | ZCVL | Ordered | 10100205 | 10100205
CM07 | 10100207 | NO | M | NO | ANGLE VALVE - 1/2", (FOR TOILET) | EA | ZCVL | Ordered | 10100207 | 10100207
CM07 | 10100208 | NO | M | NO | SHATTAF (FOR TOILET) | EA | ZCVL | Ordered | 10100208 | 10100208
CM07 | 10100209 | NO | M | NO | FLUSH TANK SET, TOILET, ARABIC STD | EA | ZCVL | Ordered | 10100209 | 10100209
CM07 | 10100211 | NO | M | NO | TEE, 4", PVC, S40. | EA | ZCVL | Ordered | 10100211 | 10100211
CM07 | 10100213 | NO | M | NO | COUPLING, 4", PVC, SCH.40 | EA | ZCVL | Ordered | 10100213 | 10100213
CM09 | 10100214 | NO | M | NO | PRIMER,SIGMA ZINC 102 HS , RAL NO 7042 | L | ZCVL | Ordered | 10100214 | 10100214
CM09 | 10100215 | NO | M | NO | FINISH COAT, PU 7690, RAL NO 7042 | L | ZCVL | Ordered | 10100215 | 10100215
CM09 | 10100222 | NO | M | NO | PAINT, ENAMEL PAINT, BLUE - COLOUR | L | ZCVL | Ordered | 10100222 | 10100222
CM10 | 10100223 | NO | M | NO | POLYTHENE SHEET, 500 MICRON | RL | ZCVL | Ordered | 10100223 | 10100223
CM09 | 10100226 | NO | M | NO | THINNER, 91-92, SIGMA, | L | ZCVL | Ordered | 10100226 | 10100226
CM09 | 10100227 | NO | M | NO | THINNER, 21-06, SIGMA | L | ZCVL | Ordered | 10100227 | 10100227
CM14 | 10100231 | NO | M | NO | PLYWOOD, 18MM, SHUTTERING, MARINE PLEX | EA | ZCVL | Ordered | 10100231 | 10100231
CM10 | 10100232 | NO | M | NO | FOSROC, SL-1000 | CAN | ZCVL | Ordered | 10100232 | 10100232
CM10 | 10100233 | NO | M | NO | RENDREC-S FOSROC | BAG | ZCVL | Ordered | 10100233 | 10100233
CM10 | 10100234 | NO | M | NO | SL-400 FOSROC | CAN | ZCVL | Ordered | 10100234 | 10100234
CM10 | 10100235 | NO | M | NO | FC-150 FOSROC | CAN | ZCVL | Ordered | 10100235 | 10100235
CM10 | 10100236 | NO | M | NO | NITCOTE-EPU-100 FOSROC | CAN | ZCVL | Ordered | 10100236 | 10100236
CM10 | 10100237 | NO | M | NO | NITOPRIME-31 FOSROC | BAG | ZCVL | Ordered | 10100237 | 10100237
CM10 | 10100238 | NO | M | NO | RENDERIC-HS-EXT. FOSROC | BAG | ZCVL | Ordered | 10100238 | 10100238
CM09 | 10100239 | NO | M | NO | PAINT,SEMI-GLOSS,IVORY,RAL1014,18LTR/CAN | CAN | ZCVL | Ordered | 10100239 | 10100239
CM09 | 10100240 | NO | M | NO | PAINT,SIGMA SEMI-GLOSS,OFF-WHITE,RAL9016 | CAN | ZCVL | Ordered | 10100240 | 10100240
CM09 | 10100241 | NO | M | NO | PAINT,SEMI-GLOSS,GREY,RAL7046,18LTR/CAN | CAN | ZCVL | Ordered | 10100241 | 10100241
CM09 | 10100242 | NO | M | NO | PAINT,SEMI-GLOSS,GREY,RAL7047,18LTR/CAN | CAN | ZCVL | Ordered | 10100242 | 10100242
CM09 | 10100243 | NO | M | NO | PAINT,SIGMA SEMI-GLOSS,GREY, RAL 7030 | CAN | ZCVL | Ordered | 10100243 | 10100243
CM10 | 10100245 | NO | M | NO | GROUT, CONBEXTRA - HF, FOSROC,DRY POWDER | BAG | ZCVL | Ordered | 10100245 | 10100245
CM02 | 10100250 | NO | M | NO | C-CHANNEL, 100 x 50 MM, CS, ASTM A 36 | M | ZCVL | Ordered | 10100250 | 10100250
CM02 | 10100262 | NO | M | NO | BEAM HEB 100, CS, BS EN 10025-2:2004 | M | ZCVL | Ordered | NO | NO
CM02 | 10100263 | NO | M | NO | H-BEAM,150 X 150 X 7 X 10 mm | M | ZCVL | Ordered | 10100263 | 10100263
CM01 | 10100266 | NO | M | NO | HDPE GEOMEMBRANE, 1.5MM, BLK LINING SHT | RL | ZCVL | Ordered | 10100266 | 10100266
CM07 | 10100267 | NO | M | NO | FLOAT SWITCH 220 VOLTS | EA | ZCVL | Ordered | 10100267 | 10100267
CM10 | 10100268 | NO | M | NO | DOOR LOCK ASSEMBLY | EA | ZCVL | Ordered | 10100268 | 10100268
CM07 | 10100269 | NO | M | NO | TOILET FLUSH TANK COVER | EA | ZCVL | Ordered | 10100269 | 10100269
CM07 | 10100270 | NO | M | NO | HOSE, FLUSH TANK CONNECTING HOSE | EA | ZCVL | Ordered | 10100270 | 10100270
CM07 | 10100271 | NO | M | NO | TOILET, SHOWER HEAD | EA | ZCVL | Ordered | 10100271 | 10100271
CM07 | 10100272 | NO | M | NO | TOILET, SHOWER HEAD SPRAY TYPE | EA | ZCVL | Ordered | 10100272 | 10100272
CM09 | 10100276 | NO | M | NO | PAINT, WATER PROOF, COLOR: WHITE | DR | ZCVL | Ordered | 10100276 | 10100276
CM09 | 10100277 | NO | M | NO | ENAMEL PAINT, GREEN COLOR | L | ZCVL | Ordered | 10100277 | 10100277
CM09 | 10100278 | NO | M | NO | ENAMEL PAINT, LIGHT YELLOW, COLOR | L | ZCVL | Ordered | 10100278 | 10100278
CM09 | 10100279 | NO | M | NO | ENAMEL PAINT, LIGHT GREY COLOR | L | ZCVL | Ordered | 10100279 | 10100279
CM02 | 10100281 | NO | M | NO | 10 MM PLATE CS, ASTM A 36, 4' X 8' LONG | EA | ZCVL | Ordered | 10100281 | 10100281
CM10 | 10100282 | NO | M | NO | EXPAND JOINT:RUBBER ULTRASPOOL,SINGLE.6" | EA | ZCVL | Ordered | 10100282 | 10100282
CM10 | 10100283 | NO | M | NO | EXPAND JOINT:RUBBER ULTRASPOOL,SINGLE.4" | EA | ZCVL | Ordered | 10100283 | 10100283
CM14 | 10100288 | NO | M | NO | FORMICA SHEET, 2.5 MM, (4x8MTR) | EA | ZCVL | Ordered | 10100288 | 10100288
CM05 | 10100290 | NO | M | NO | ASPHALT WEARING COURSE MATERIAL | TO | ZCVL | Ordered | 10100290 | 10100290
CM04 | 10100291 | NO | M | NO | DOOR CLOSER FOR STEEL DOOR | EA | ZCVL | Ordered | 10100291 | 10100291
CM07 | 10100292 | NO | M | NO | SEAT COVER FOR TOILET BOWL(AMERICAN STD) | EA | ZCVL | Ordered | 10100292 | 10100292
CM07 | 10100293 | NO | M | NO | STEEL DRAIN STRAINER FOR TOILET | EA | ZCVL | Ordered | 10100293 | 10100293
CM07 | 10100294 | NO | M | NO | WASH BASIN DRAIN STOPPER FOR TOILET | EA | ZCVL | Ordered | 10100294 | 10100294
CM04 | 10100295 | NO | M | NO | DOOR CLOSER FOR WOODEN DOOR | EA | ZCVL | Ordered | 10100295 | 10100295
CM07 | 10100297 | NO | M | NO | VALVE,FLOAT,F/TOILET FLUSH,ARABIC STD | EA | ZCVL | Ordered | 10100297 | 10100297
CM03 | 10100298 | NO | M | NO | CEMENT TILES, 500 X 500 X 50MM | EA | ZCVL | Ordered | 10100298 | 10100298
CM09 | 10100299 | NO | M | NO | PAINT,JOTUN-JOTASHIELD,CL,MT,BS-A9908 | DR | ZCVL | Ordered | 10100299 | 10100299
CM10 | 10100300 | NO | M | NO | EXHAUST FAN, 30CM, FIBER BODY | EA | ZCVL | Ordered | 10100300 | 10100300
CM06 | 10100320 | NO | M | NO | SHEET 4mm ( G I ) | EA | ZCVL | Ordered | 10100320 | 10100320
CM02 | 10100321 | NO | M | NO | H-BEAM, 450x200x9x14, 75.75 KG/M, 12 MTR | EA | ZCVL | Ordered | 10100321 | 10100321
CM02 | 10100322 | NO | M | NO | H-BEAM, 220x100x5.5x8, 21.2 KG/M, 12 MTR | EA | ZCVL | Ordered | 10100322 | 10100322
CM02 | 10100323 | NO | M | NO | H-BEAM, 194x150x6x9, 30.33 KG/M, 12 MTR | EA | ZCVL | Ordered | 10100323 | 10100323
CM02 | 10100324 | NO | M | NO | ANGLE,L100x100x8,EN10025,12.22KG/M,12MTR | EA | ZCVL | Ordered | 10100324 | 10100324
CM02 | 10100325 | NO | M | NO | CCHANNEL,125x65x6x8,EN10025,13.4KG/M,12M | EA | ZCVL | Ordered | 10100325 | 10100325
CM02 | 10100326 | NO | M | NO | UPN, 160x65x7.5x10.5mm, 18.8KG/M, 12MTR | EA | ZCVL | Ordered | 10100326 | 10100326
CM02 | 10100327 | NO | M | NO | ST,150x150x6.5x9,EN10025,18.25KG/M,12MTR | EA | ZCVL | Ordered | 10100327 | 10100327
CM04 | 10100328 | NO | M | NO | HANDLE, ALUMINUM, FOR SLIDING DOOR | EA | ZCVL | Ordered | 10100328 | 10100328
CM10 | 10100329 | NO | M | NO | STARTER, FS-2, FOR FLOURESCENT LIGHT | EA | ZCVL | Ordered | 10100329 | 10100329
CM13 | 10100330 | NO | M | NO | WHEEL BARROW W/ RUBBER WHEEL | EA | ZCVL | Ordered | 10100330 | 10100330
CM13 | 10100331 | NO | M | NO | PLASTIC SHAVEL | EA | ZCVL | Ordered | 10100331 | 10100331
CM05 | 10100333 | NO | M | NO | FLOOR TILES, SQUARE, 20CMx20CM | M2 | ZCVL | Ordered | 10100333 | 10100333
CM10 | 10100334 | NO | M | NO | HESSIAN CLOTH, (JUTE) 10EA/ROLL | RL | ZCVL | Ordered | 10100334 | 10100334
CM10 | 10100336 | NO | M | NO | JOINT SEALANT, SIKAFLEX, 600 ML, GREY | EA | ZCVL | Ordered | 10100336 | 10100336
CM02 | 10100338 | NO | M | NO | REBAR,EPOXY COATED,DIA10mmxLG12m | KG | ZCVL | Ordered | 10100338 | 10100338
CM02 | 10100339 | NO | M | NO | REBAR,EPOXY COATED,DIA16mmxLG12m | KG | ZCVL | Ordered | 10100339 | 10100339
CM02 | 10100340 | NO | M | NO | REBAR,20MM DIA,FUSION BOND EPOXY COATED | KG | ZCVL | Ordered | 10100340 | 10100340
CM02 | 10100341 | NO | M | NO | REBAR,25MM DIA,EPOXY COATED,12 MTR | KG | ZCVL | Ordered | 10100341 | 10100341
CM07 | 10100342 | NO | M | NO | PIPE,PVC,1/2",SCH80x6MTR | EA | ZCVL | Ordered | 10100342 | 10100342
CM07 | 10100344 | NO | M | NO | ELBOW,PVC,1/2",90D,SCH80 | EA | ZCVL | Ordered | 10100344 | 10100344
CM07 | 10100347 | NO | M | NO | TEE,PVC,1/2",SCH80,THRD BRASS | EA | ZCVL | Ordered | 10100347 | 10100347
CM07 | 10100349 | NO | M | NO | REDUCER BUSHING,PVC,1"x3/4",SCH80 | EA | ZCVL | Ordered | 10100349 | 10100349
CM07 | 10100355 | NO | M | NO | WYE REDUCER,PVC,4"x2",SCH40 | EA | ZCVL | Ordered | 10100355 | 10100355
CM10 | 10100356 | NO | M | NO | SILICON GUN (CAULKING GUN) 9" | EA | ZCVL | Ordered | 10100356 | 10100356
CM07 | 10100360 | NO | M | NO | ADAPTOR, FEMALE, CPVC, 1", SCH80 | EA | ZCVL | Ordered | 10100360 | 10100360
CM01 | 10100377 | NO | M | NO | 2 HR FIRE RATED HALLOW BLOCK,200x400x200 | EA | ZCVL | Ordered | 10100377 | 10100377
CM06 | 10100379 | NO | M | NO | ROOF SHEET,1M x 6M x 0.7MM,BEIGE COLOR | EA | ZCVL | Ordered | 10100379 | 10100379
CM10 | 10100380 | NO | M | NO | METAL GUTTER, W 200x200x0.7MM,ARAB.BEIGE | M | ZCVL | Ordered | 10100380 | 10100380
CM06 | 10100381 | NO | M | NO | ROOF RIDGE FLASHING SHEET,200x200x0.7 MM | M | ZCVL | Ordered | 10100381 | 10100381
CM14 | 10100385 | NO | M | NO | LUMBER WOOD, 2” X 2”, 4M LONG | EA | ZCVL | Ordered | 10100385 | 10100385
CM09 | 10100390 | NO | M | NO | PAINT,HEMPEL COAL TAR,BLACK,35670,20 LTR | EA | ZCVL | Ordered | 10100390 | 10100390
CM09 | 10100391 | NO | M | NO | WATER BASE PAINT (COLOUR CODE : 12-022) | DR | ZCVL | Ordered | 10100391 | 10100391
CM07 | 10100392 | NO | M | NO | DRAIN STRAINER (PLASTIC) 15 X15 CM | EA | ZCVL | Ordered | NO | NO
CM10 | 10100393 | NO | M | NO | CABLE RED TILES, 200X400X50 | EA | ZCVL | Ordered | 10100393 | 10100393
CM10 | 10100394 | NO | M | NO | HDPE LINER, 2.5MM (9.4M X 100M) | ROL | ZCVL | Ordered | 10100394 | 10100394
CM10 | 10100396 | NO | M | NO | WATER STOPPER,40X90 KEYWAY,150 PVC,#575 | LM | ZCVL | Ordered | 10100396 | 10100396
CM02 | 10100400 | NO | M | NO | H BEEM, HW 200x200x8x12,GB/T-1541Q345GR8 | M | ZCVL | Ordered | 10100400 | 10100400
CM02 | 10100402 | NO | M | NO | ANGLE BAR, L50 X 6, GB/T-1541 Q345 GR8 | M | ZCVL | Ordered | 10100402 | 10100402
CM10 | 10100404 | NO | M | NO | DOOR CLOSER,STANLEY,QDC115F-EDA | EA | ZCVL | Ordered | 10100404 | 10100404
CM10 | 10100405 | NO | M | NO | PRIVACY CYLINDER,UNION,LK110 | EA | ZCVL | Ordered | 10100405 | 10100405
CM10 | 10100406 | NO | M | NO | DOOR HOLDER,HAGER,271D,630 | EA | ZCVL | Ordered | 10100406 | 10100406
CM10 | 10100407 | NO | M | NO | DOOR STOPPER,HAGER,267F | EA | ZCVL | Ordered | 10100407 | 10100407
CM10 | 10100408 | NO | M | NO | DOOR STOPPER,HAGER,243F,FINISHING 630 | EA | ZCVL | Ordered | 10100408 | 10100408
CM07 | 10100410 | NO | M | NO | GARDEN VALVE, 1/2", CHROME | EA | ZCVL | Ordered | 10100410 | 10100410
CM10 | 10100413 | NO | M | NO | U-CLAMP, GI, 1-1/2" | EA | ZCVL | Ordered | 10100413 | 10100413
CM07 | 10100417 | NO | M | NO | COUPLING,PVC,1/2",SCH80 | EA | ZCVL | Ordered | 10100417 | 10100417
CM07 | 10100418 | NO | M | NO | ADAPTOR, FEMALE, 1/2", PVC, SCH.80 | EA | ZCVL | Ordered | 10100418 | 10100418
CM10 | 10100421 | NO | M | NO | MORTISE ENTRANCE LOCKSET | SET | ZCVL | Ordered | 10100421 | 10100421
CM09 | 10100422 | NO | M | NO | ACRYLIC PRIMER,WHITE,STD7000,15Ltrs/Can | CAN | ZCVL | Ordered | 10100422 | 10100422
CM09 | 10100423 | NO | M | NO | PUTZ,SIGMA,STD WHITE COLOR,25KG/BAG | BAG | ZCVL | Ordered | 10100423 | 10100423
CM08 | 10100425 | NO | M | NO | FABRICATED FENCE GATE W/FITTINGS,1 MTR | EA | ZCVL | Ordered | 10100425 | 10100425
CM02 | 10100426 | NO | M | NO | W 10X33,STEEL,NATURAL,HOT ROLLED,49 KG/M | M | ZCVL | Ordered | 10100426 | 10100426
CM02 | 10100427 | NO | M | NO | W 8 x 18,STEEL,NATURAL,HOT ROLLED,27KG/M | M | ZCVL | Ordered | 10100427 | 10100427
CM02 | 10100429 | NO | M | NO | C 8x11.5,STEEL,NATURAL,HOT ROLLED,17KG/M | M | ZCVL | Ordered | 10100429 | 10100429
CM02 | 10100430 | NO | M | NO | W 6 X 15,STEEL,NATURAL,HOT ROLLED,22KG/M | M | ZCVL | Ordered | 10100430 | 10100430
CM02 | 10100431 | NO | M | NO | ANGLE,L3x2x1/4,STEEL,ASTM A36M,6KG/M | M | ZCVL | Ordered | 10100431 | 10100431
CM02 | 10100432 | NO | M | NO | ANGLE, L 3X 3 x 1/4,STEEL,7.38KG/M,ASTM | M | ZCVL | Ordered | 10100432 | 10100432
CM10 | 10100433 | NO | M | NO | WIRE MESH, MS WELDED WIRE ,8MMX150X150 | EA | ZCVL | Ordered | 10100433 | 10100433
CM10 | 10100434 | NO | M | NO | EPOXY GROUT, CONBEXTRA EP- 300, 92 KG | EA | ZCVL | Ordered | 10100434 | 10100434
CM10 | 10100435 | NO | M | NO | HIT-RE500, HILTI CHEMICAL | EA | ZCVL | Ordered | 10100435 | 10100435
CM02 | 10100440 | NO | M | NO | ANGLE BAR, L3 ½ x 3 ½ x ¼, 6 M Long | M | ZCVL | Ordered | 10100440 | 10100440
CM02 | 10100441 | NO | M | NO | ANGLE BAR, L2 x 2 x 1/4, 6 M Long | M | ZCVL | Ordered | 10100441 | 10100441
CM07 | 10100442 | NO | M | NO | PVC PIPE, 150 mm DIA, SCH 80, 6M Long | M | ZCVL | Ordered | 10100442 | 10100442
CM10 | 10100443 | NO | M | NO | END BELL, 150mm DIA | EA | ZCVL | Ordered | 10100443 | 10100443
CM02 | 10100449 | NO | M | NO | BEAM, W 8 X 21, ASTM A572 G50 / A992, | M | ZCVL | Ordered | 10100449 | 10100449
CM10 | 10100450 | NO | M | NO | CHALKLINE W/ POWDER | EA | ZCVL | Ordered | 10100450 | 10100450
CM10 | 10100451 | NO | M | NO | MASON SPOON 20CM | EA | ZCVL | Ordered | 10100451 | 10100451
CM10 | 10100452 | NO | M | NO | MASON TROWEL 20CM | EA | ZCVL | Ordered | 10100452 | 10100452
CM10 | 10100453 | NO | M | NO | RUBBER GLOVES | EA | ZCVL | Ordered | 10100453 | 10100453
CM10 | 10100454 | NO | M | NO | MASON BUCKET | EA | ZCVL | Ordered | 10100454 | 10100454
CM10 | 10100455 | NO | M | NO | CARPENTER WOOD SAW | EA | ZCVL | Ordered | 10100455 | 10100455
CM11 | 10100460 | NO | M | NO | NITOPRIME ZINCRICH, 2.5 LTR/CAN, FOSROC | CAN | ZCVL | Ordered | 10100460 | 10100460
CM11 | 10100461 | NO | M | NO | NITOBOND EP, 5 KG/BAG, FOSROC | BAG | ZCVL | Ordered | 10100461 | 10100461
CM11 | 10100462 | NO | M | NO | RENDEROC HF, 25 KG/BAG, FOSROC | BAG | ZCVL | Ordered | 10100462 | 10100462
CM11 | 10100463 | NO | M | NO | NITOPRIME 28, 5 KG/BAG, FOSROC | BAG | ZCVL | Ordered | 10100463 | 10100463
CM11 | 10100464 | NO | M | NO | NITOMORTAR S, 15 KG/BAG, FOSROC | BAG | ZCVL | Ordered | 10100464 | 10100464
CM11 | 10100465 | NO | M | NO | NITOPRIME 25, 5 KG/BAG, FOSROC | BAG | ZCVL | Ordered | 10100465 | 10100465
CM11 | 10100466 | NO | M | NO | NITOMORTAR TC2000, 5 KG/BAG, FOSROC | BAG | ZCVL | Ordered | 10100466 | 10100466
CM11 | 10100467 | NO | M | NO | NITOCOTE EPS, 20 LTR/CAN, FOSROC | CAN | ZCVL | Ordered | 10100467 | 10100467
CM02 | 10100469 | NO | M | NO | H-BEAM,250x250x9x14,65.4KG/M,12 MTR | EA | ZCVL | Ordered | 10100469 | 10100469
CM02 | 10100470 | NO | M | NO | H-BEAM, 175x175x7.5x11, 40.2KG/M, 12 MTR | EA | ZCVL | Ordered | 10100470 | 10100470
CM02 | 10100481 | NO | M | NO | ANGLE BAR, EQUAL, 30x30x5MM, A36 | M | ZCVL | Ordered | 10100481 | 10100481
CM02 | 10100486 | NO | M | NO | I BEAM, W 6 X 15, STEEL,22.5 KG/M,NATURA | M | ZCVL | Ordered | 10100486 | 10100486
CM02 | 10100487 | NO | M | NO | HOLLOW TUBE,MS, 80MM X40MM ,3 MM THICK | M | ZCVL | Ordered | 10100487 | 10100487
CM10 | 10100490 | NO | M | NO | WATER STOPPER, DUCTILE CAST IRON, 116M | EA | ZCVL | Ordered | 10100490 | 10100490
CM14 | 10100492 | NO | M | NO | PLYWOOD, 9MM, 8'x4' | EA | ZCVL | Ordered | 10100492 | 10100492
CM09 | 10100493 | NO | M | NO | THINNER | L | ZCVL | Ordered | 10100493 | 10100493
AM05 | 10100494 | NO | M | NO | URINAL FOR TOILETS | EA | ZCVL | Ordered | 10100494 | 10100494
CM09 | 10100495 | NO | M | NO | BITUMEN PAINT RC | L | ZCVL | Ordered | 10100495 | 10100495
CM09 | 10100496 | NO | M | NO | BITUMEN PAINT, MC | L | ZCVL | Ordered | 10100496 | 10100496
CM10 | 10100502 | NO | M | NO | PTFE SHEET, 3MM | M2 | ZCVL | Ordered | 10100502 | 10100502
AM03 | 10100503 | NO | M | NO | WOODEN DOOR, W/GLASS WINDO & FITTINGS | EA | ZCVL | Ordered | 10100503 | 10100503
AM03 | 10100504 | NO | M | NO | ALUMINIUM DOORS, FOR PORTABLE TOILETS | EA | ZCVL | Ordered | 10100504 | 10100504
CM09 | 10100507 | NO | M | NO | NITO FLOR EPU100, FOSROC, EPOXY | L | ZCVL | Ordered | 10100507 | 10100507
CM09 | 10100515 | NO | M | NO | PAINT, ENAMEL PAINT, BLACK - COLOUR | L | ZCVL | Ordered | 10100515 | 10100515
CM10 | 10100516 | NO | M | NO | WATER STOPPER, WATAFOIL 200, FOSROC | M | ZCVL | Ordered | 10100516 | 10100516
CM10 | 10100517 | NO | M | NO | BELL END, PVC, 50 MM, SCH 40 | EA | ZCVL | Ordered | 10100517 | 10100517
CM10 | 10100518 | NO | M | NO | BELL END, PVC, 200 MM, SCH 40 | EA | ZCVL | Ordered | 10100518 | 10100518
CM10 | 10100520 | NO | M | NO | CONCRETE CRACK REPAIRING BY INJUCTION | LOT | ZCVL | Ordered | 10100520 | 10100520
MM12 | 10100521 | NO | M | NO | PLY WOOD, 1.5 M x 6 M, 8 MM THICK | EA | ZCVL | Ordered | 10100521 | 10100521
CM04 | 10100524 | NO | M | NO | FLOOR TILES, GRANITE-TILE, 40x40 | M2 | ZCVL | Ordered | 10100524 | 10100524
CM04 | 10100528 | NO | M | NO | AIR HOSE, 3/4" x 20 BAR, GREEN, 50M/ROLL | RL | ZCVL | Ordered | 10100528 | 10100528
CM06 | 10100530 | NO | M | NO | ROOFING & SIDING,TSCO-50MM,ZINCALUME | M2 | ZCVL | Ordered | 10100530 | 10100530
CM10 | 10100532 | NO | M | NO | TARPAULIN,20x20MTR,ORANGE,HEAVY DUTY | EA | ZCVL | Ordered | 10100532 | 10100532
CM04 | 10100533 | NO | M | NO | EXPANSION BOLT, M16x137,HDG,HILTI HSA-F | EA | ZCVL | Ordered | 10100533 | 10100533
CM04 | 10100534 | NO | M | NO | ANCHOR BOLT,25 DIA,-1A-A-125-2-450MM,HDG | EA | ZCVL | Ordered | 10100534 | 10100534
IM03 | 10100536 | NO | M | NO | Systimax UTP Patch Cord 10ft | EA | ZCVL | Ordered | NO | NO
IM03 | 10100537 | NO | M | NO | Systimax UTP Patch Cord 5ft | EA | ZCVL | Ordered | NO | NO
CM06 | 10100538 | NO | M | NO | ROOFING SHEET, 1M x 6M, 0.7MM THICK, COR | EA | ZCVL | Ordered | 10100538 | 10100538
MM05 | 10200014 | NO | M | MIFST0263 | BOLT,STUD,3/4"x105mm LG,A320 GR.B8,W/NUT | EA | ZMEC | Ordered | 10200014 | 10200014
MM05 | 10200032 | NO | M | CNCON0343 | WIRE NAIL,2" 1PKT=100 EA | EA | ZMEC | Ordered | 10200032 | 10200032
MM07 | 10200036 | NO | M | MICAF0426 | ELBOW,18",90DEG,LR,A234 GR.WPB,STD,SMLS | EA | ZMEC | Ordered | 10200036 | 10200036
MM30 | 10200040 | NO | M | MICON0303 | CHALK STONES,WELDING,BRILLIANT WHITE | PAC | ZMEC | Ordered | 10200040 | 10200040
MM31 | 10200043 | NO | M | MICON0151 | FILTER,OIL,TOYOTA,90915-20003 | EA | ZMEC | Ordered | 10200043 | 10200043
MM07 | 10200050 | NO | M | MISCM0209 | ANGLE BAR,50MM X 50MM X 5MM | M | ZMEC | Ordered | 10200050 | 10200050
MM30 | 10200052 | NO | M | CNMEW0013 | TIG TORCH CERAMIC CUP,#7,WELDCRAFT,USA | EA | ZMEC | Ordered | 10200052 | 10200052
MM10 | 10200053 | NO | M | MICON0115 | GASKET,SPW,2",SS304,CL150,4.5mm,GRAPHITE | EA | ZMEC | Ordered | 10200053 | 10200053
MM29 | 10200056 | NO | M | EIACC0526 | TYRE, 10.00R20, HANKOOK | EA | ZMEC | Ordered | 10200056 | 10200056
MM05 | 10200058 | NO | M | CNCON0342 | WIRE NAIL,1-1/2" 1PKT=100 EA | EA | ZMEC | Ordered | 10200058 | 10200058
MM20 | 10200060 | NO | M | CNMSL0050 | COTTON GLOVES, 400 PAIR/BOX | PAA | ZMEC | Ordered | 10200060 | 10200060
MM20 | 10200062 | NO | M | SCSAF0121 | SAFETY HELMET, WHITE COLOR | EA | ZMEC | Ordered | 10200062 | 10200062
MM07 | 10200067 | NO | M | CNMSL0053 | EAR PLUG,200 PAIR/BOX,WITH ROPE | PAA | ZMEC | Ordered | 10200067 | 10200067
MM07 | 10200068 | NO | M | MICAF0216 | FLANGE,6",WN,A105,CL150,RF,A105,SCH.40 | EA | ZMEC | Ordered | 10200068 | 10200068
MM30 | 10200071 | NO | M | CNMEW0011 | TIG TORCH CERAMIC CUP,#5,WELDCRAFT,USA | EA | ZMEC | Ordered | 10200071 | 10200071
MM29 | 10200072 | NO | M | CNCON0681 | TYRE,SIZE:12.00 R 24. | EA | ZMEC | Ordered | 10200072 | 10200072
MM07 | 10200074 | NO | M | MICAF1300 | ELBOW,2''S40,A234,90DEG,LR,BW,B16.9,SMLS | EA | ZMEC | Ordered | 10200074 | 10200074
MM07 | 10200083 | NO | M | MISCM0068 | PLATE,CS,30MM THCK,ASTM A36,4'x 8' LONG | EA | ZMEC | Ordered | 10200083 | 10200083
MM07 | 10200087 | NO | M | MISCM0074 | PLATE,MS,4'x8'x3mm THK | EA | ZMEC | Ordered | 10200087 | 10200087
MM21 | 10200100 | NO | M | CNCON0167 | POLYETHYLENE SHEET,300 MICRON | M | ZMEC | Ordered | 10200100 | 10200100
MM07 | 10200115 | NO | M | MICAF1281 | FLANGE,CS,2",150#,A105,RF,SLIP ON | EA | ZMEC | Ordered | 10200115 | 10200115
MM15 | 10200119 | NO | M | MISCM0062 | PIPE,MET,1-1/2"NPS,SCH40,CS,ERW,6 M LONG | EA | ZMEC | Ordered | 10200119 | 10200119
MM07 | 10200130 | NO | M | MICAF1334 | TEE,EQUAL,2",S40,A234,BW,B16.9,SMLS | EA | ZMEC | Ordered | 10200130 | 10200130
MM05 | 10200134 | NO | M | MIFST0197 | BOLT,STUD,5/8"x95mm LG,A193 GR.B7,W/NUT | EA | ZMEC | Ordered | 10200134 | 10200134
MM20 | 10200208 | NO | M | SESAF0007-38 | SAFETY SHOE, ENG 4430 | PAA | ZMEC | Ordered | 10200208 | 10200208
MM15 | 10200216 | NO | M | MICAF0489 | PIPE,4",A106-B,SMLS,B36.10M/B36,BE,SCH40 | EA | ZMEC | Ordered | 10200216 | 10200216
MM15 | 10200218 | NO | M | MICAF0487 | PIPE,2",A106-B,SMLS,B36.10M,SCH80,NPT | EA | ZMEC | Ordered | 10200218 | 10200218
MM07 | 10200224 | NO | M | MICAF0492 | ELBOW,2",90,LR,A234-WPB,SMLS,BW,SCH 80 | EA | ZMEC | Ordered | 10200224 | 10200224
MM07 | 10200229 | NO | M | MICAF0495 | ELBOW,6",90,LR,A234-WPB,ASME B16.9,S40 | EA | ZMEC | Ordered | 10200229 | 10200229
MM07 | 10200230 | NO | M | MICAF0494 | ELBOW,4",90,LR,A234-WPB,SMLS,16.9,BW,S40 | EA | ZMEC | Ordered | 10200230 | 10200230
MM07 | 10200231 | NO | M | MICAF0493 | ELBOW,3",45DEG,LR,BW,A234,B16.9,S40,SMLS | EA | ZMEC | Ordered | 10200231 | 10200231
MM07 | 10200236 | NO | M | MICAF0526 | ELBOW,10",90DEG,A234 WPB-S,STD,BE,CS | EA | ZMEC | Ordered | 10200236 | 10200236
MM07 | 10200237 | NO | M | MICAF0439 | REDUCER,CON,8"X6",STD-STD BE,CS,ASTM A | EA | ZMEC | Ordered | 10200237 | 10200237
MM07 | 10200238 | NO | M | MICAF0429 | FLANGE,18",WN,A105,CL150,STD,RF,B16.5 | EA | ZMEC | Ordered | 10200238 | 10200238
MM15 | 10200239 | NO | M | MICAF0576 | PIPE,4",A53 B,SEAMLESS,SCH 40,BE,6 M | M | ZMEC | Ordered | 10200239 | 10200239
MM07 | 10200241 | NO | M | MICAF0508 | WELDOLET,6"X4",SCH STD x SCH STD,CS,ASTM | EA | ZMEC | Ordered | 10200241 | 10200241
MM07 | 10200245 | NO | M | MICAF0424 | RED.COUPLING,SS316,3/4"x1/2",CL3000,SW | EA | ZMEC | Ordered | 10200245 | 10200245
MM07 | 10200263 | NO | M | MICAF0294 | STRAIGHT TEE,18x18",ASTM A234,SCH STD,BW | EA | ZMEC | Ordered | 10200263 | 10200263
MM07 | 10200270 | NO | M | MICAF0291 | OLET,18"x2",A105,SCH STDx80,BW,MSS-SP-97 | EA | ZMEC | Ordered | 10200270 | 10200270
MM15 | 10200281 | NO | M | MICAF0297 | PIPE,SEAMLESS,18",A106-B,SCH.STD | M | ZMEC | Ordered | 10200281 | 10200281
MM07 | 10200282 | NO | M | MICAF0285 | BLIND FLANGE,18",A105,CL150,RF,ASMEB16.5 | EA | ZMEC | Ordered | 10200282 | 10200282
MM07 | 10200287 | NO | M | MISCM0134 | ANGLE BAR,CS,50X50X5MMX6M | M | ZMEC | Ordered | 10200287 | 10200287
MM07 | 10200314 | NO | M | MICAF0428 | FLANGE,6",WN,A105,CL150,SCH40,ASME B16.5 | EA | ZMEC | Ordered | 10200314 | 10200314
MM07 | 10200322 | NO | M | MICAF0650 | ELBOW,3/4",90DEG,SW,CL3000,B16.11,A106N | EA | ZMEC | Ordered | 10200322 | 10200322
MM29 | 10200366 | NO | M | CNCON0303 | TYRE,BRIDGESTONE,700R16LT,10PR113/111M | EA | ZMEC | Ordered | 10200366 | 10200366
MM20 | 10200369 | NO | M | SCSAF0025-HC41 | SAFETY SHOE, TECHNICIAN TYPE | PAA | ZMEC | Ordered | 10200369 | 10200369
MM21 | 10200372 | NO | M | CNCON0506 | SHEET,POLYTHENE,0.25MM THICK | EA | ZMEC | Ordered | 10200372 | 10200372
MM07 | 10200378 | NO | M | EICAF2493 | CONDUIT,RIGID,1",WITH ONE END COUPLING | M | ZMEC | Ordered | 10200378 | 10200378
MM07 | 10200379 | NO | M | EICAF2584 | CONNECTOR, 316SS, 1/2" OD x 1/2" NPT | EA | ZMEC | Ordered | 10200379 | 10200379
MM07 | 10200380 | NO | M | EICAF2641 | ELBOW,3",90DEG,LR,BW,A234,B16.9,S40,SMLS | EA | ZMEC | Ordered | 10200380 | 10200380
MM05 | 10200386 | NO | M | EICAF5002 | BOLT,STUD,5/8"x85mm LG,A193 GR.B7,W/NUT | EA | ZMEC | Ordered | 10200386 | 10200386
MM07 | 10200389 | NO | M | EICAF5258 | CONNECTOR,MALE,3/8" X 1/4"OD,MNPT,316SS | EA | ZMEC | Ordered | 10200389 | 10200389
MM07 | 10200394 | NO | M | EICAF5754 | CLAMP,UNISTRUT CHANNEL,GI,1-1/2",W/BOLT | EA | ZMEC | Ordered | 10200394 | 10200394
MM07 | 10200397 | NO | M | MICAF1478 | TEE,EQUAL,3",A234,SMLS,B16.9,BW,SCH40 | EA | ZMEC | Ordered | 10200397 | 10200397
MM30 | 10200400 | NO | M | MICON0058 | FILLER WIRE,ER-316L,2.4mm DIA | KG | ZMEC | Ordered | 10200400 | 10200400
MM10 | 10200403 | NO | M | MICON0114 | GASKET,SPW,6",SS304,CL150,4.5mm,GRAPHITE | EA | ZMEC | Ordered | 10200403 | 10200403
MM21 | 10200412 | NO | M | NO | FLAT BAR, 60MM x 10MM x 6 MTR, CS | EA | ZMEC | Ordered | 10200412 | 10200412
MM05 | 10200418 | NO | M | PKACC0042 | CONCRETE NAIL,1" (BLACK) | EA | ZMEC | Ordered | 10200418 | 10200418
MM30 | 10200419 | NO | M | SCCON0018 | GLOVE,WELDING,RED,16' | PAA | ZMEC | Ordered | 10200419 | 10200419
MM20 | 10200420 | NO | M | SCCON0060 | GLOVE,COTTON,GREEN LATEX COATED,KOREA | PAA | ZMEC | Ordered | 10200420 | 10200420
MM20 | 10200421 | NO | M | SCCON0061 | FIRST AID KIT,WITH MEDICINE | KIT | ZMEC | Ordered | 10200421 | 10200421
MM03 | 10200422 | NO | M | SCSAF0015 | LONG SLEEVE SHIRT&PANT,FIRE RETARDANT | SET | ZMEC | Ordered | 10200422 | 10200422
MM20 | 10200428 | NO | M | SCSAF0090 | SAFETY GLASS, DARK,ANSI Z 87.1/CE EN166F | EA | ZMEC | Ordered | 10200428 | 10200428
MM03 | 10200434 | NO | M | OSUCL0022 | SHIRT&PANT,LONG SLEEVE,REGULAR CLOTH | SET | ZMEC | Ordered | 10200434 | 10200434
EM15 | 10200438 | NO | M | NO | BEND,PVC,LR,2",90D,STD,GREY,MAKE:SAPPCO | EA | ZMEC | Ordered | 10200438 | 10200438
MM03 | 10200440 | NO | M | NO | FRC SAFETY UNIFORM,RED SHIRT & BLUE PANT | EA | ZMEC | Ordered | 10200440 | 10200440
MM20 | 10200441 | NO | M | OSUCL0043 | FRC, LONG SLEEVE SHIRT W/JAL LOGO | EA | ZMEC | Ordered | 10200441 | 10200441
MM07 | 10200469 | NO | M | MICAF1335 | TEE,6",ASME B16.5, ASTM A234 WPB,S40,BW | EA | ZMEC | Ordered | 10200469 | 10200469
MM14 | 10200470 | NO | M | CNCON0166 | SAND PAPER,GRADE-120 | EA | ZMEC | Ordered | 10200470 | 10200470
MM07 | 10200472 | NO | M | MICAF0189 | BLIND FLANGE,2",CL300,RF,A105,B16.5 | EA | ZMEC | Ordered | 10200472 | 10200472
MM07 | 10200476 | NO | M | MICAF1318 | FLANGE,4",WN,A105,CL150,B16.5,RF,SCH.STD | EA | ZMEC | Ordered | 10200476 | 10200476
MM07 | 10200478 | NO | M | MICAF1319 | FLANGE,BLIND,6",CL150,A105,RF,CS | EA | ZMEC | Ordered | 10200478 | 10200478
MM20 | 10200485 | NO | M | OSUCL0021 | DICKIES PANTS,COLOR:DN,MODEL: 114 | EA | ZMEC | Ordered | 10200485 | 10200485
MM30 | 10200492 | NO | M | MICON0040 | ELECTRODE,TUNGSTEN,2.4x175mm,GERMANY | PAC | ZMEC | Ordered | 10200492 | 10200492
MM15 | 10200506 | NO | M | EICAF2918 | 1" PIPE , XS PE, CS, SMLS, ASTM A106-B, | M | ZMEC | Ordered | 10200506 | 10200506
MM07 | 10200508 | NO | M | EICAF2085 | CONNECTOR,MALE,SWAGELOK,SS-810-1-8,1/2" | EA | ZMEC | Ordered | 10200508 | 10200508
MM07 | 10200521 | NO | M | MIMEW0132 | CHECKERED PLATE,8'x4',5mm THICK | EA | ZMEC | Ordered | 10200521 | 10200521
MM07 | 10200522 | NO | M | MIMEW0274 | CHANNEL,150 x 75 x 6.5mm | M | ZMEC | Ordered | 10200522 | 10200522
MM05 | 10200527 | NO | M | PKACC0006 | NAIL,CONCRETE,2" | EA | ZMEC | Ordered | 10200527 | 10200527
MM05 | 10200528 | NO | M | CNCON0344 | WIRE NAIL,3" | PAC | ZMEC | Ordered | 10200528 | 10200528
MM07 | 10200534 | NO | M | EICAF2684 | ROUND BAR, DIA20mm x 6MTR LONG | M | ZMEC | Ordered | 10200534 | 10200534
MM30 | 10200544 | NO | M | MICON0057 | FILLER WIRE,ER-316L,1.6mm DIA | KG | ZMEC | Ordered | 10200544 | 10200544
MM30 | 10200550 | NO | M | MICON0424 | WELDING,ELECTRODE,E7018,2.4 MM,ESAB | KG | ZMEC | Ordered | 10200550 | 10200550
MM10 | 10200552 | NO | M | MICON0426 | GASKET,SPW,4",SS304,GRAPHITE,CL150,RF | EA | ZMEC | Ordered | 10200552 | 10200552
MM07 | 10200555 | NO | M | EICAF2683 | FLAT BAR,6mm thick xLG6m | M | ZMEC | Ordered | 10200555 | 10200555
MM03 | 10200559 | NO | M | OSUCL0045 | SHIRT&PANT,LONG SLEEVE,SAFETY UNIFORM | EA | ZMEC | Ordered | 10200559 | 10200559
MM26 | 10200560 | NO | M | NO | CAP, TUBE END, 1/2" OD, SS316 | EA | ZMEC | Ordered | 10200560 | 10200560
MM30 | 10200562 | NO | M | SCCON0052 | TIG GLOVES, (TIG WELDING GLOVES),10" | PAA | ZMEC | Ordered | 10200562 | 10200562
MM20 | 10200563 | NO | M | SCCON0066 | GLOVE,MECHANICAL,YELLOW | PAA | ZMEC | Ordered | 10200563 | 10200563
MM20 | 10200564 | NO | M | SCSAF0089 | SAFETY GLASS,CLEAR,ANSI Z 87.1/CE EN166F | EA | ZMEC | Ordered | 10200564 | 10200564
MM07 | 10200567 | NO | M | EICAF0898 | REDUCER, GI, 3/4x1/2",RIGID | EA | ZMEC | Ordered | 10200567 | 10200567
MM05 | 10200569 | NO | M | EICAF4999 | BOLT,STUD,5/8"x85mm LG,A193 GR.B7,W/NUT | EA | ZMEC | Ordered | 10200569 | 10200569
MM10 | 10200573 | NO | M | MICON0195 | 14" GASKET CL150 RF, SPIRAL WOUND, 316L | EA | ZMEC | Ordered | 10200573 | 10200573
MM21 | 10200579 | NO | M | CNCON0140 | SHEET,POLYETHYLENE,150 MICRON x 50 MTR | EA | ZMEC | Ordered | 10200579 | 10200579
MM30 | 10200583 | NO | M | CNMEW0012 | TIG TORCH CERAMIC CUP,#6,WELDCRAFT,USA | EA | ZMEC | Ordered | 10200583 | 10200583
MM07 | 10200584 | NO | M | EICAF4568 | ELBOW,CPVC,3/4",SCH80,90DEG | EA | ZMEC | Ordered | 10200584 | 10200584
MM12 | 10200585 | NO | M | CNCON0144 | KILN DRY LUMBER,4" x 4" x 10' | EA | ZMEC | Ordered | 10200585 | 10200585
MM07 | 10200601 | NO | M | EICAF2991 | ANGLE BAR,50mmx50mmx6m,6mmTHK | M | ZMEC | Ordered | 10200601 | 10200601
MM07 | 10200607 | NO | M | EICAF0179 | CONDUIT,RIGID STEEL,1-1/2" x 3 MTR, HDG | EA | ZMEC | Ordered | 10200607 | 10200607
MM07 | 10200610 | NO | M | CNCON0783 | COUPLING,CPVC,1-1/2",SCH80 | EA | ZMEC | Ordered | 10200610 | 10200610
MM07 | 10200622 | NO | M | EICAF4145 | FLANGE,BLIND,1",CS,CL150,RF,A105N,GALV | EA | ZMEC | Ordered | 10200622 | 10200622
MM29 | 10200624 | NO | M | CNCON0511 | TYRE, 315/80R22.5,TUBELESS,9" | EA | ZMEC | Ordered | 10200624 | 10200624
MM07 | 10200632 | NO | M | EICAF2920 | ELBOW,1",90DEG,SW,A105,CL3000 | EA | ZMEC | Ordered | 10200632 | 10200632
MM07 | 10200637 | NO | M | EICAF2810 | TEE,EQUAL,4",BW,SMLS,CS,A234 WPB,B16.9 | EA | ZMEC | Ordered | 10200637 | 10200637
MM07 | 10200642 | NO | M | CNCON0816 | CHAMFER,25MM,PVC,2M LENGTH | EA | ZMEC | Ordered | 10200642 | 10200642
MM30 | 10200643 | NO | M | CNMEW0014 | TIG TORCH CERAMIC CUP,#8,WELDCRAFT,USA | EA | ZMEC | Ordered | 10200643 | 10200643
MM07 | 10200644 | NO | M | CNCON0784 | ELBOW,CPVC,1-1/2",90DEG,SCH80 | EA | ZMEC | Ordered | 10200644 | 10200644
MM07 | 10200645 | NO | M | CNCON0806 | END CAP,PLASTIC,FOR 20MM REBAR | EA | ZMEC | Ordered | 10200645 | 10200645
MM07 | 10200646 | NO | M | EICAF2709 | ADAPTOR,3/4"NPTF X 1/2"NPTM,SS316 | EA | ZMEC | Ordered | 10200646 | 10200646
MM15 | 10200654 | NO | M | EICAF5027 | PIPE,1",CS,SMLS,ASTM A106-B,PE,S80 | M | ZMEC | Ordered | 10200654 | 10200654
MM07 | 10200655 | NO | M | EICAF5713 | ELBOW,4",PVC,90DEG,SCH.80 | EA | ZMEC | Ordered | 10200655 | 10200655
MM28 | 10200657 | NO | M | EICAF4573 | VALVE,BALL,CPVC,3/4",SCH80 | EA | ZMEC | Ordered | 10200657 | 10200657
MM28 | 10200669 | NO | M | CNCON0787 | VALVE,MIXING,FOR BATHROOM | EA | ZMEC | Ordered | 10200669 | 10200669
MM29 | 10200673 | NO | M | CNCON0503 | TYRE,TUBE LESS,195r15c,FOR VEHICLE | EA | ZMEC | Ordered | 10200673 | 10200673
MM28 | 10200679 | NO | M | CNCON0786 | VALVE,MIXING,FOR KITCHEN | EA | ZMEC | Ordered | 10200679 | 10200679
MM07 | 10200680 | NO | M | CNCON0800 | TOWEL ROD,FOR HANGING CLOTHES | EA | ZMEC | Ordered | 10200680 | 10200680
MM05 | 10200683 | NO | M | CNCON0757 | WIRE NAIL,4" 1PKT=100 EA | EA | ZMEC | Ordered | 10200683 | 10200683
MM25 | 10200684 | NO | M | TLTLS0040 | TAPE,MEASURING,7.5m | EA | ZMEC | Ordered | 10200684 | 10200684
MM07 | 10200689 | NO | M | MICAF0431 | FLANGE,6",WN,A182-F304/F304L,DUAL | EA | ZMEC | Ordered | 10200689 | 10200689
MM29 | 10200696 | NO | M | CNCON0602 | TYRE,SIZE 295/80 R22.5, MAXXIS | EA | ZMEC | Ordered | 10200696 | 10200696
MM28 | 10200697 | NO | M | CNCON0753 | VALVE,FLOAT,F/TOILET FLUSH,AMERICAN STD | EA | ZMEC | Ordered | 10200697 | 10200697
MM05 | 10200699 | NO | M | CNELA0013 | FIXING SCREW,EL2089.000,PACKS OF 100PCS | PC | ZMEC | Ordered | 10200699 | 10200699
MM30 | 10200711 | NO | M | MICON0423 | WELDING,ELECTRODE,E7018,3.2 x350 MM,ESAB | KG | ZMEC | Ordered | 10200711 | 10200711
MM07 | 10200712 | NO | M | MISCM0135 | ANGLE BAR, CS, 50x50x6MM, 6MTR LONG | M | ZMEC | Ordered | 10200712 | 10200712
MM07 | 10200713 | NO | M | MICAF1457 | SOCKOLET,2"x1",CL3000,ASTM A105,SW | EA | ZMEC | Ordered | 10200713 | 10200713
MM29 | 10200721 | NO | M | EICON2704 | TYRE,HANKOOK,11R x 22.5,TUBELESS | EA | ZMEC | Ordered | 10200721 | 10200721
MM10 | 10200723 | NO | M | MICON0113 | GASKET,SPW,18",SS304,CL150,4.5mm,GRAPHIT | EA | ZMEC | Ordered | 10200723 | 10200723
MM07 | 10200744 | NO | M | EICAF3128 | CLAMP,UNISTRUT CHANNEL,GI,3/4" | PAA | ZMEC | Ordered | 10200744 | 10200744
MM05 | 10200753 | NO | M | EICAF4113 | BOLT,STUD,1/2"x65mm LG,A193 GR.B7,W/NUT | EA | ZMEC | Ordered | 10200753 | 10200753
MM05 | 10200756 | NO | M | EICAF4131 | BOLT,STUD,5/8"x90mm LG,A193 GR.B7,W/NUT | EA | ZMEC | Ordered | 10200756 | 10200756
MM15 | 10200761 | NO | M | EICAF5851 | PIPE,SEAMLESS,6",SCH40,A106-B,6m,BE | M | ZMEC | Ordered | 10200761 | 10200761
MM07 | 10200765 | NO | M | EICCM0012 | PLYWOOD,12MM X 4' X 8' | EA | ZMEC | Ordered | 10200765 | 10200765
MM07 | 10200769 | NO | M | EICON0014 | CHANNEL,UNISTRUT;G.I.,41X41MM | EA | ZMEC | Ordered | 10200769 | 10200769
MM07 | 10200781 | NO | M | MICAF0607 | EQUAL TEE,CS,SW,1",CL3000,B16.11,A105 | EA | ZMEC | Ordered | 10200781 | 10200781
MM07 | 10200784 | NO | M | MICAF0609 | EQUAL TEE,CS,SW,3/4",CL3000,B16.11,A105 | EA | ZMEC | Ordered | 10200784 | 10200784
MM28 | 10200792 | NO | M | EICAF5864 | VALVE,GATE,1",CL800,A105,SW,OS&Y,13CR | EA | ZMEC | Ordered | 10200792 | 10200792
MM20 | 10200797 | NO | M | SCSAF0166 | DUST MASK,PAPER TYPE | EA | ZMEC | Ordered | 10200797 | 10200797
MM07 | 10200799 | NO | M | NO | HEX NIPPLE 1/2",MNPT,A105 CL3000, GALVA | EA | ZMEC | Ordered | 10200799 | 10200799
MM05 | 10200819 | NO | M | EIFST0558 | NUT,SPRING,GALVANIZED,10mm | EA | ZMEC | Ordered | 10200819 | 10200819
MM07 | 10200828 | NO | M | EIELA0146 | CLIP,DC,40 X 6,COPPER FLAT | EA | ZMEC | Ordered | 10200828 | 10200828
MM15 | 10200830 | NO | M | EICAF5406 | PIPE,CPVC,2",SCH40x6MTR | EA | ZMEC | Ordered | 10200830 | 10200830
MM07 | 10200836 | NO | M | EIFST0597 | ANCHOR,GALV.DROP IN,12X50 MM | EA | ZMEC | Ordered | 10200836 | 10200836
MM05 | 10200843 | NO | M | EIFST0211 | BOLT,GALVANIZED IRON,10x35mm | EA | ZMEC | Ordered | 10200843 | 10200843
MM07 | 10200847 | NO | M | EICAF3854 | BUSHING,3/4",PVC | EA | ZMEC | Ordered | 10200847 | 10200847
MM07 | 10200860 | NO | M | MISCM0246 | PLATE,CS, 25MM THK,1.22 x 2.44, ASTM A36 | EA | ZMEC | Ordered | 10200860 | 10200860
MM07 | 10200862 | NO | M | MISCM0259 | PLATE,CS,12MM THICK, 4'x 8', ASTM A36 | EA | ZMEC | Ordered | 10200862 | 10200862
MM29 | 10200868 | NO | M | MWPAR0019 | BRAKE PAD,FOR NISSAN PICK-UP | EA | ZMEC | Ordered | 10200868 | 10200868
MM07 | 10200874 | NO | M | MITUF0017 | REDUCER,UNION,3/8X1/4",SS-60064,SWAGELOK | EA | ZMEC | Ordered | 10200874 | 10200874
MM07 | 10200879 | NO | M | EICAF5401 | ELBOW,CPVC,2",90DEG,SCH80 | EA | ZMEC | Ordered | 10200879 | 10200879
MM07 | 10200894 | NO | M | MISCM0248 | CS PLATE, 10 MM THK, ASTM A36/A36M,6 MTR | EA | ZMEC | Ordered | 10200894 | 10200894
MM07 | 10200903 | NO | M | MISCM0257 | TEE,CS,STD,18",A234-WPB,SMLS,B16.9,BW | EA | ZMEC | Ordered | 10200903 | 10200903
MM09 | 10200912 | NO | M | NICON0364 | BRAKE FLUID, DOT-3 | EA | ZMEC | Ordered | 10200912 | 10200912
MM07 | 10200921 | NO | M | MITUF0622 | UNION, SS316, 1/2" OD x 1/2" OD | EA | ZMEC | Ordered | 10200921 | 10200921
MM26 | 10200927 | NO | M | MITUF1045 | TUBE,SS304,1/2x0.049" THK | M | ZMEC | Ordered | 10200927 | 10200927
MM07 | 10200932 | NO | M | NO | PLATE, MS, 2 MTR X 1 MTR ,5 MM THICK | EA | ZMEC | Ordered | 10200932 | 10200932
MM07 | 10200940 | NO | M | MWMEW0375 | ELBOW,3/4",SW,CL3000,90deg,A182 F304 | EA | ZMEC | Ordered | 10200940 | 10200940
MM07 | 10200952 | NO | M | MITUF0738 | FLANGE,2",WN,A105,CL150,SCH80,RF,B16.5 | EA | ZMEC | Ordered | 10200952 | 10200952
MM11 | 10200954 | NO | M | MITUF0069 | HOSE,3/4",W/CLIPS,FOR AIR COMPRESSOR | M | ZMEC | Ordered | 10200954 | 10200954
MM07 | 10200962 | NO | M | MICON0142 | COLLET TUBE,2.4mm | EA | ZMEC | Ordered | 10200962 | 10200962
MM29 | 10200964 | NO | M | CNCON0603 | TYRE,SIZE 385/65 R22.5,REAR | EA | ZMEC | Ordered | 10200964 | 10200964
MM29 | 10200969 | NO | M | EICON2445 | TYRE,HANHOOK,ALO2 16/22.5R12T | EA | ZMEC | Ordered | 10200969 | 10200969
MM18 | 10200972 | NO | M | EICON2267 | ROPE,NYLON,5mm,50 MTR/ROLL | RL | ZMEC | Ordered | 10200972 | 10200972
MM07 | 10200999 | NO | M | EICON3455 | CONNECTOR,EMT,3/4" | EA | ZMEC | Ordered | 10200999 | 10200999
MM04 | 10201008 | NO | M | EICON2888 | TARPAULINE,10 x 10 m,BLUE | RL | ZMEC | Ordered | 10201008 | 10201008
MM05 | 10201014 | NO | M | MICAF0685 | TEE,1"x1",CL3000,SW,A105,ASME 16.11 | EA | ZMEC | Ordered | 10201014 | 10201014
MM07 | 10201015 | NO | M | EICON1441 | CONDUIT,1" RIGID STEEL,HDG,3MTR LG | EA | ZMEC | Ordered | 10201015 | 10201015
MM05 | 10201016 | NO | M | MICAF0770 | STUD BOLT+NUT,1/2"X70MM,A193 B7,A194-2H | EA | ZMEC | Ordered | 10201016 | 10201016
MM07 | 10201022 | NO | M | MICAF0815 | TEE,REDUCING,1x3/4",A105,ANSI 3000,SW | EA | ZMEC | Ordered | 10201022 | 10201022
MM07 | 10201032 | NO | M | MICAF1009 | NIPPLE,3/4NIPP"x100mm LG,SCH 80,TBE,GALV | EA | ZMEC | Ordered | 10201032 | 10201032
MM15 | 10201039 | NO | M | NO | PIPE 6", ASTM A53B, SCH 40, ASTM B36.10M | M | ZMEC | Ordered | 10201039 | 10201039
MM07 | 10201040 | NO | M | MICAF1082 | FLANGE,6",WN,CL150,A105,SCH40,CS | EA | ZMEC | Ordered | 10201040 | 10201040
MM05 | 10201041 | NO | M | MICAF1088 | BOLT,STUD,7/8x5-1/2" LG,A193 GR.B7,W/NUT | EA | ZMEC | Ordered | 10201041 | 10201041
MM05 | 10201042 | NO | M | MICAF0965 | BOLT,STUD,3/4"x120mm LG,A193 GR.B7,W/NUT | SET | ZMEC | Ordered | 10201042 | 10201042
MM06 | 10201048 | NO | M | EICON2764 | FILLER BOARD,12mm | EA | ZMEC | Ordered | 10201048 | 10201048
MM07 | 10201050 | NO | M | MICAF0630 | RED TEE,CS,SW,1x3/4",CL3000,B16.11,A105 | EA | ZMEC | Ordered | 10201050 | 10201050
MM30 | 10201051 | NO | M | EICON2413 | CARBIDE TIP,CONICAL,EDGE,GERMANY | EA | ZMEC | Ordered | 10201051 | 10201051
MM29 | 10201053 | NO | M | EICON2780 | TYRE,155 x 80 x 13 | EA | ZMEC | Ordered | 10201053 | 10201053
MM07 | 10201060 | NO | M | EICAF3734 | CONDUIT,EMT,3/4"X 10' (3MTR/LENGTH) | EA | ZMEC | Ordered | 10201060 | 10201060
MM07 | 10201069 | NO | M | EICAF4538 | BULK HEAD,1/4",SS316L,SS-400-61 | EA | ZMEC | Ordered | 10201069 | 10201069
MM07 | 10201078 | NO | M | EICAF5338 | ELBOW,CPVC,90DEG,4"DIA,SCH40 | EA | ZMEC | Ordered | 10201078 | 10201078
MM07 | 10201086 | NO | M | EICAF5574 | CONDUIT,PVC,1.1/4"DIA,SCH40,6m | M | ZMEC | Ordered | 10201086 | 10201086
MM28 | 10201089 | NO | M | MIMEW0348 | VALVE,GATE,3/4",SW,BB,CL800,A105 13CR | EA | ZMEC | Ordered | 10201089 | 10201089
MM05 | 10201090 | NO | M | EICAF4248 | BOLT,STUD,5/8"x75mm LG,A193 GR.B7,W/NUT | EA | ZMEC | Ordered | 10201090 | 10201090
MM07 | 10201097 | NO | M | EICAF4524 | CONDUIT,RGS,1"x3m,ONE END COUPLING | M | ZMEC | Ordered | 10201097 | 10201097
MM15 | 10201099 | NO | M | EICAF5408 | PIPE,CPVC,4",SCH40x6MTR | EA | ZMEC | Ordered | 10201099 | 10201099
MM07 | 10201100 | NO | M | EICAF5826 | COUPLING,FULL,CS,1",A105,3000 LB,SW | EA | ZMEC | Ordered | 10201100 | 10201100
MM07 | 10201106 | NO | M | MIMEW0338 | PLATE,MS,1.2Mx2.4Mx6MM THK | EA | ZMEC | Ordered | 10201106 | 10201106
MM07 | 10201110 | NO | M | EICAF4604 | ANGLE BAR, 60 x 60 x 6 MM, 6 MTR LONG | M | ZMEC | Ordered | 10201110 | 10201110
MM07 | 10201113 | NO | M | EICON1442 | CONDUIT,3/4" RIGID STEEL,HDG,3 MTR LG | EA | ZMEC | Ordered | 10201113 | 10201113
EM15 | 10201116 | NO | M | NO | CONDUIT,PVC,2",STD,6MTR,GREY,MAKE:SAPPCO | EA | ZMEC | Ordered | 10201116 | 10201116
MM07 | 10201123 | NO | M | EMRTU0022 | CLIP,PLASTIC,990-1132 | EA | ZMEC | Ordered | 10201123 | 10201123
MM07 | 10201128 | NO | M | EICON0866 | CONNECTOR,1/4"NPTM,SWAGELOK SS-400-1-4 | EA | ZMEC | Ordered | 10201128 | 10201128
MM07 | 10201135 | NO | M | EICAF3717 | CHANNEL,UNISTRUT,41 X 41 X 2.5MM X 3 MTR | EA | ZMEC | Ordered | 10201135 | 10201135
MM30 | 10201140 | NO | M | EICON2831 | ELECTRODE,TUNGSTEN, 2.4x175MM | PC | ZMEC | Ordered | 10201140 | 10201140
MM07 | 10201141 | NO | M | EICAF4720 | ELBOW,90DEG,3/4",A105,ANSI 3000,SW | EA | ZMEC | Ordered | NO | NO
MM25 | 10201162 | NO | M | CNCON0008 | SS Drill Bit - Size: 8mm | EA | ZMEC | Ordered | 10201162 | 10201162
MM25 | 10201163 | NO | M | CNCON0009 | SS Drill Bit - Size: 6mm | EA | ZMEC | Ordered | 10201163 | 10201163
MM25 | 10201167 | NO | M | CNCON0146 | Drill Bit, SS 12 mm | EA | ZMEC | Ordered | 10201167 | 10201167
MM25 | 10201176 | NO | M | CNCON0432 | Carbon Steel Wire Brush, Wooden Handle - | EA | ZMEC | Ordered | 10201176 | 10201176
MM30 | 10201179 | NO | M | CNCON0472 | Buffing Wheel - Paper Type (for Pencil G | EA | ZMEC | Ordered | 10201179 | 10201179
MM29 | 10201180 | NO | M | CNCON0499 | WIPER BLADES, | EA | ZMEC | Ordered | 10201180 | 10201180
MM25 | 10201195 | NO | M | CNMSL0018 | Concrete Drill Bit 10mm | EA | ZMEC | Ordered | 10201195 | 10201195
MM25 | 10201196 | NO | M | CNMSL0025 | Drill Bit H.S.S. 3.0mm - HILTI | EA | ZMEC | Ordered | 10201196 | 10201196
MM25 | 10201198 | NO | M | CNMSL0031 | SS Drill Bit 3.5mm, HILTI | EA | ZMEC | Ordered | 10201198 | 10201198
MM25 | 10201207 | NO | M | CNTPS0011 | MEASURING TAPE,SIZE 5 MTR | EA | ZMEC | Ordered | 10201207 | 10201207
MM25 | 10201208 | NO | M | CNTPS0014 | TEFLON TAPE 1/2" | EA | ZMEC | Ordered | 10201208 | 10201208
MM20 | 10201209 | NO | M | ECEEQ0001 | FIRE BLANKET, 1x 50 MTR, WHITE | RL | ZMEC | Ordered | 10201209 | 10201209
MM25 | 10201212 | NO | M | EIACC0184 | Jigsaw Blade - # 1 (For Steel Cutting) | EA | ZMEC | Ordered | 10201212 | 10201212
MM07 | 10201230 | NO | M | EICAF2173 | Unistrut Channel Clamp - Size: 3/4" | PAA | ZMEC | Ordered | 10201230 | 10201230
MM30 | 10201235 | NO | M | EICAF3960 | Connector for Welding Cable (Male & Fem | SET | ZMEC | Ordered | 10201235 | 10201235
MM25 | 10201250 | NO | M | EICON1010 | Concrete Drill Bit - 6mm | EA | ZMEC | Ordered | 10201250 | 10201250
MM25 | 10201251 | NO | M | EICON1140 | Concrete Drill Bit 8mm | EA | ZMEC | Ordered | 10201251 | 10201251
MM25 | 10201254 | NO | M | EICON1642 | Cutting Disc - CS, 7" (180 x 3.0) | EA | ZMEC | Ordered | 10201254 | 10201254
MM25 | 10201261 | NO | M | EICON2328 | Grinding Disc - 115mm x 6mm x 22.23mm (4 | EA | ZMEC | Ordered | 10201261 | 10201261
MM25 | 10201262 | NO | M | EICON2385 | CUTTING DISC, 100 x 16 x 3, CS, | EA | ZMEC | Ordered | 10201262 | 10201262
MM25 | 10201263 | NO | M | EICON2397 | Carbide Tip for Pencil Grinder Cylinder | EA | ZMEC | Ordered | 10201263 | 10201263
MM25 | 10201268 | NO | M | EICON3086 | SS Drill Bit - Size: 10mm | EA | ZMEC | Ordered | 10201268 | 10201268
MM11 | 10201270 | NO | M | EICON3172 | Concrete Drill Bit 12mm | EA | ZMEC | Ordered | 10201270 | 10201270
MM25 | 10201271 | NO | M | EICON3173 | Cutting Disc - Size: 9", CS | EA | ZMEC | Ordered | 10201271 | 10201271
MM25 | 10201306 | NO | M | MICON0004 | Grinding Disc 4", CS, (BLACK & DECKER) | EA | ZMEC | Ordered | 10201306 | 10201306
MM25 | 10201313 | NO | M | MICON0079 | Grinding Disc SS 4", Black & Decker | EA | ZMEC | Ordered | 10201313 | 10201313
MM25 | 10201315 | NO | M | MICON0082 | Cutting Disc - Size: 4", SS | EA | ZMEC | Ordered | 10201315 | 10201315
MM30 | 10201319 | NO | M | MICON0145 | Welding Electrode E-7018, 4 MM, ESAB | KG | ZMEC | Ordered | 10201319 | 10201319
MM29 | 10201325 | NO | M | MICON0164 | Oil Filter - Pickup (Nissan) | EA | ZMEC | Ordered | 10201325 | 10201325
MM29 | 10201362 | NO | M | MWPAR0020 | Wiper Blade for Heavy Vehicle | SET | ZMEC | Ordered | 10201362 | 10201362
MM11 | 10201365 | NO | M | MWVMN0004 | Oil filter- Element (Main, Big) ISUZU | EA | ZMEC | Ordered | 10201365 | 10201365
MM11 | 10201366 | NO | M | MWVMN0005 | OIL FILTER, ISUZU, (PARTIAL,SMALL) | EA | ZMEC | Ordered | 10201366 | 10201366
MM11 | 10201368 | NO | M | MWVMN0007 | WATER SEPARATOR- Cartridge kit, ISUZU | EA | ZMEC | Ordered | 10201368 | 10201368
MM30 | 10201371 | NO | M | NICON0146 | Collet Body 3/32" # 10N32 | EA | ZMEC | Ordered | 10201371 | 10201371
MM25 | 10201376 | NO | M | OSOFC0245 | Masking Tape 1", (25 Mtr) AL Mojil Brand | RL | ZMEC | Ordered | 10201376 | 10201376
MM20 | 10201377 | NO | M | OSUCL0002 | Coverall - Blue color, with JAL Logo | EA | ZMEC | Ordered | 10201377 | 10201377
MM20 | 10201378 | NO | M | OSUCL0053 | DICKIES OXFORD WEAVE LONG SLEEVE SHIRT, | EA | ZMEC | Ordered | 10201378 | 10201378
MM20 | 10201379 | NO | M | OSUCL0054 | DICKIES COTTON WORK PANT, “KHAKI”, MODEL | EA | ZMEC | Ordered | 10201379 | 10201379
MM30 | 10201389 | NO | M | SCSAF0083 | Welding Glass - Clear | EA | ZMEC | Ordered | 10201389 | 10201389
MM30 | 10201397 | NO | M | SCSAF0114 | Welding Apron | EA | ZMEC | Ordered | 10201397 | 10201397
MM20 | 10201399 | NO | M | SCSAF0129 | SAFETY VEST - Color: YELLOW | EA | ZMEC | Ordered | 10201399 | 10201399
MM20 | 10201401 | NO | M | SCSAF0160 | Safety Helmet, color: Red | EA | ZMEC | Ordered | 10201401 | 10201401
MM25 | 10201403 | NO | M | SCSAF0217 | Barricade Tape, color : Red & white 3" | RL | ZMEC | Ordered | 10201403 | 10201403
MM20 | 10201404 | NO | M | SCSAF0249-N | Fire Retardant Coverall (FRC) With JAL | EA | ZMEC | Ordered | 10201404 | 10201404
MM25 | 10201413 | NO | M | TLCON0029 | SS Drill Bit 2mm, JK India | EA | ZMEC | Ordered | 10201413 | 10201413
MM25 | 10201421 | NO | M | TLCON0085 | Cutting Disc CS - Size: 4.5" | PC | ZMEC | Ordered | 10201421 | 10201421
MM25 | 10201424 | NO | M | TLCON0096 | Drill Bit 2.5 mm HSS (SS) | EA | ZMEC | Ordered | 10201424 | 10201424
MM25 | 10201431 | NO | M | TLTLS0375 | Face Shield Visor (Plastic Only) | EA | ZMEC | Ordered | 10201431 | 10201431
MM25 | 10201433 | NO | M | TLTLS0464 | Screw Driver Set Philips and Flat (6Pcs) | SET | ZMEC | Ordered | 10201433 | 10201433
MM25 | 10201438 | NO | M | TLTLS0516 | Combination Plier (Insulated) | EA | ZMEC | Ordered | 10201438 | 10201438
MM25 | 10201439 | NO | M | TLTLS0520 | Socket Wrench Set (Made in Germany) | SET | ZMEC | Ordered | 10201439 | 10201439
MM25 | 10201440 | NO | M | TLTLS0549 | Welding Electrode Holder F - 500A | EA | ZMEC | Ordered | 10201440 | 10201440
MM30 | 10201442 | NO | M | TLTLS0910 | Tig Torch Weldcraft | EA | ZMEC | Ordered | 10201442 | 10201442
MM30 | 10201444 | NO | M | TLTLS1170 | Regulator for TIG TORCH | EA | ZMEC | Ordered | 10201444 | 10201444
MM29 | 10201450 | NO | M | MWCON0022 | TYRE,245/45R18,96W, BRIDGESTONE | EA | ZMEC | Ordered | 10201450 | 10201450
MM29 | 10201452 | NO | M | MWCON0027 | TYRE,225/65R17 | EA | ZMEC | Ordered | 10201452 | 10201452
CM08 | 10201463 | NO | M | MWPAR0194 | Center drag link/cross Rod | EA | ZMEC | Ordered | 10201463 | 10201463
MM29 | 10201464 | NO | M | MWMEW0024 | Clutch Cover | EA | ZMEC | Ordered | 10201464 | 10201464
MM29 | 10201465 | NO | M | CNCON0521 | CLUTCH DISC, MITSUBISHI BUS - 30 SEAT | EA | ZMEC | Ordered | 10201465 | 10201465
MM13 | 10201468 | NO | M | EICON2594 | Diesel Engine Oil | L | ZMEC | Ordered | 10201468 | 10201468
EM07 | 10201471 | NO | M | TLTLS1195 | Face Shield Frames, Spring Type-8"x15-1/ | EA | ZMEC | Ordered | 10201471 | 10201471
MM29 | 10201473 | NO | M | MWPAR0185 | FUEL FILTER, A/C, ENGINE, ASHOK LEYLAND | EA | ZMEC | Ordered | 10201473 | 10201473
MM29 | 10201476 | NO | M | MWPAR0184 | OIL FILTER, A/C, ASHOK LEYLAND | EA | ZMEC | Ordered | 10201476 | 10201476
MM29 | 10201477 | NO | M | MWPAR0166 | Release Bearing | EA | ZMEC | Ordered | 10201477 | 10201477
CM02 | 10201478 | NO | M | MISCM0338 | Square Tube 80 x 40 x 5mm | M | ZMEC | Ordered | 10201478 | 10201478
MM27 | 10201481 | NO | M | EICON2779 | Tire - Size: 155 x 70 x 13 | EA | ZMEC | Ordered | 10201481 | 10201481
MM27 | 10201482 | NO | M | MWPAR0204 | TOP O/H GASKET KIT | EA | ZMEC | Ordered | 10201482 | 10201482
MM27 | 10201483 | NO | M | MWCON0024 | Tyre - 225/50R18 Chevrolet, Malibu | EA | ZMEC | Ordered | 10201483 | 10201483
MM27 | 10201484 | NO | M | MWCON0026 | Tyre - 245/40R19 Nissan, Maxima | EA | ZMEC | Ordered | 10201484 | 10201484
MM20 | 10201486 | NO | M | SCSAF0126 | SAFETY VEST - Color: ORANGE | PAC | ZMEC | Ordered | 10201486 | 10201486
MM25 | 10201505 | NO | M | CNCON0219 | SS Drill Bit, 4MM, J.K. INDIA | EA | ZMEC | Ordered | 10201505 | 10201505
MM30 | 10201510 | NO | M | EICAW0575 | Welding Cable Size: 70mm, (50 Mtrs. / Ro | ROL | ZMEC | Ordered | 10201510 | 10201510
MM30 | 10201512 | NO | M | TLTLS0668 | Welding Holder - 300 Amp. | EA | ZMEC | Ordered | 10201512 | 10201512
MM29 | 10201522 | NO | M | CNCON0316 | FUEL FILTER, POWER GEN. SAUDI DIESEL | EA | ZMEC | Ordered | 10201522 | 10201522
MM29 | 10201524 | NO | M | EICON2735 | AIR FILTER, WELDING M/C. 500DX, MILLER | EA | ZMEC | Ordered | 10201524 | 10201524
MM29 | 10201525 | NO | M | MICON0032 | Fuel filter for Welding M/c | EA | ZMEC | Ordered | 10201525 | 10201525
MM29 | 10201526 | NO | M | CNCON0313 | Oil Filter for Welding Gen. Miller | EA | ZMEC | Ordered | 10201526 | 10201526
MM25 | 10201529 | NO | M | TLTLS0786 | RIGHT ANGLE, 12" | EA | ZMEC | Ordered | 10201529 | 10201529
MM25 | 10201531 | NO | M | TLTLS1114 | Scaffolding Spanner, Size: 7/ 16" | EA | ZMEC | Ordered | 10201531 | 10201531
MM30 | 10201533 | NO | M | MICON0452 | FILLER WIRE, 70S2, 2.4MM, ESAB | KG | ZMEC | Ordered | 10201533 | 10201533
MM30 | 10201534 | NO | M | MICON0445 | WELDING ROD - ER80S, NI1, 1.6MM, ESAB | KG | ZMEC | Ordered | 10201534 | 10201534
MM30 | 10201535 | NO | M | MICON0446 | WELDING ROD, ER-80S, NI1, 2.4 MM ESAB | KG | ZMEC | Ordered | 10201535 | 10201535
MM30 | 10201541 | NO | M | NIBKU0022 | Argon Gas Reffiling | CYL | ZMEC | Ordered | 10201541 | 10201541
MM30 | 10201542 | NO | M | NIBKU0025 | Oxygen Gas Reffiling | CYL | ZMEC | Ordered | 10201542 | 10201542
MM30 | 10201543 | NO | M | NIBKU0016 | Acetylene Gas Reffiling | CYL | ZMEC | Ordered | 10201543 | 10201543
MM25 | 10201545 | NO | M | TLTLE0005 | Vernier Caliper | EA | ZMEC | Ordered | 10201545 | 10201545
MM30 | 10201547 | NO | M | EICON1180 | Grinding Wheel 7" | EA | ZMEC | Ordered | 10201547 | 10201547
MM20 | 10201558 | NO | M | SCCON0133 | CHEMICAL HAND GLOVES | PAA | ZMEC | Ordered | 10201558 | 10201558
MM25 | 10201628 | NO | M | CNCON0623 | FLAP DISC, 4" (FOR BABY GRINDER) | EA | ZMEC | Ordered | 10201628 | 10201628
MM25 | 10201630 | NO | M | CNMSL0068 | JigsawBlade-Size:#3(WoodCutting) | EA | ZMEC | Ordered | 10201630 | 10201630
MM25 | 10201640 | NO | M | EICON1679 | GrindingDiscSS-Size:7" | EA | ZMEC | Ordered | 10201640 | 10201640
MM25 | 10201643 | NO | M | EICON3071 | Grindingdiscsize4" | EA | ZMEC | Ordered | 10201643 | 10201643
MM05 | 10201645 | NO | M | EIFST0214 | Nut-Size:12mm | EA | ZMEC | Ordered | 10201645 | 10201645
MM05 | 10201651 | NO | M | NICON0181 | BlindRivet-Size:N-529 | EA | ZMEC | Ordered | 10201651 | 10201651
MM25 | 10201655 | NO | M | TLTLS0984 | WireStripper | EA | ZMEC | Ordered | 10201655 | 10201655
MM30 | 10201693 | NO | M | EICON3080 | GroundingCrocodileClampsforWeldingMachin | EA | ZMEC | Ordered | 10201693 | 10201693
MM29 | 10201696 | NO | M | CNCON0559 | TYRE700X12FORFORKLIFTNo.CMP-50SD-7281 | EA | ZMEC | Ordered | 10201696 | 10201696
MM29 | 10201699 | NO | M | MWMEW0007 | FanBelt | EA | ZMEC | Ordered | 10201699 | 10201699
MM13 | 10201705 | NO | M | CNCON0318 | DIESEL ENGINE OIL, 15W40 CI-4 | DR | ZMEC | Ordered | 10201705 | 10201705
MM13 | 10201706 | NO | M | MICON0404 | PETROL ENGINE OIL | DR | ZMEC | Ordered | 10201706 | 10201706
MM05 | 10201707 | NO | M | MIMEW0494 | Bolts&nuts16mmx70mmlong | SET | ZMEC | Ordered | 10201707 | 10201707
MM25 | 10201708 | NO | M | TLTLS0752 | HAMMER BRASS 2LB | EA | ZMEC | Ordered | 10201708 | 10201708
MM09 | 10201717 | NO | M | EICON3542 | AVIMASTICSEALANT,RED,310ML | EA | ZMEC | Ordered | 10201717 | 10201717
MM29 | 10201719 | NO | M | NICON0190 | Battery-Size:AA | EA | ZMEC | Ordered | 10201719 | 10201719
ITM1 | 10201721 | NO | M | ITLPT0008 | LAPTOP HP | EA | ZMEC | Ordered | 10201721 | 10201721
MM27 | 10201722 | NO | M | EICON2783 | Tire - Size: 195 x R15 (Nissan Urvan) | EA | ZMEC | Ordered | 10201722 | 10201722
MM07 | 10201726 | NO | M | MICAF0518 | ELBOW3/4",90DEG.(LR)SW,CL3000+ | EA | ZMEC | Ordered | 10201726 | 10201726
MM07 | 10201727 | NO | M | MICAF1105 | ELBOW90*LR,SW,CL3000,ASTM105ASME | EA | ZMEC | Ordered | 10201727 | 10201727
MM07 | 10201728 | NO | M | MICAF0519 | CAP3/4",SCRD(NPT)CL.3000ASTMA182+ | EA | ZMEC | Ordered | 10201728 | 10201728
MM07 | 10201729 | NO | M | EICAF4727 | CAP3/4",SCRD(NPT)CL3000,A105+ | EA | ZMEC | Ordered | 10201729 | 10201729
MM07 | 10201730 | NO | M | MICAF0520 | CON.SEWAGE1"x3/4",PBESMLS,ASTM+ | EA | ZMEC | Ordered | 10201730 | 10201730
MM07 | 10201731 | NO | M | MICAF0521 | CON.SEWAGE1"x3/4",S160+ | EA | ZMEC | Ordered | 10201731 | 10201731
MM07 | 10201732 | NO | M | MICAF0540 | ECC.SWAGE1"x3/4",ASTM A234 GR.WPB SMLS | EA | ZMEC | Ordered | 10201732 | 10201732
MM07 | 10201733 | NO | M | MICAF0541 | EQUALTEE1-1/2",SW,CL3000,ASTMA105+ | EA | ZMEC | Ordered | 10201733 | 10201733
MM07 | 10201734 | NO | M | MICAF0542 | FLATRINGGASKET3/4",RF,CL600,+ | EA | ZMEC | Ordered | 10201734 | 10201734
MM07 | 10201735 | NO | M | EICAF5824 | FULLCOUPLING3/4",SW,CL.3000,ASTM+ | EA | ZMEC | Ordered | 10201735 | 10201735
MM07 | 10201736 | NO | M | MICAF0543 | FULLCOUPLING1-1/2",SW,CL3000,ASTM+ | EA | ZMEC | Ordered | 10201736 | 10201736
MM07 | 10201737 | NO | M | MICAF0165 | Gatevalve1-1/2"A10513CR&HFAPI602+ | EA | ZMEC | Ordered | 10201737 | 10201737
MM07 | 10201738 | NO | M | MICAF0528 | GATEVALVE1",SW,CL-800,A105BODY+ | EA | ZMEC | Ordered | 10201738 | 10201738
MM07 | 10201739 | NO | M | MICAF0529 | GATEVALVE3/4",SW,CL-800,A105BODY+ | EA | ZMEC | Ordered | 10201739 | 10201739
MM07 | 10201740 | NO | M | MICAF0530 | GATEVALVE3/4",SW,W/NIP,SCH.160,100MM | EA | ZMEC | Ordered | 10201740 | 10201740
MM07 | 10201741 | NO | M | MICAF0531 | GATEVALVE1",SW,W/NIP,SCH.160,100MM+ | EA | ZMEC | Ordered | 10201741 | 10201741
MM07 | 10201742 | NO | M | MICAF0532 | GATEVALVE3/4",SW,W/NIP,SCH160,100MM+ | EA | ZMEC | Ordered | 10201742 | 10201742
MM07 | 10201743 | NO | M | EICAF5028 | Nipple,1"x100mmlongTBEXSCSSMLS | EA | ZMEC | Ordered | 10201743 | 10201743
MM07 | 10201744 | NO | M | MICAF0533 | NIPPLE1-1/2",PBE,SMLS,A106-B,S.XS | EA | ZMEC | Ordered | 10201744 | 10201744
MM07 | 10201745 | NO | M | MICAF0534 | NIPPLE1",PBE,SMLS,SCH.XS,75MM | EA | ZMEC | Ordered | 10201745 | 10201745
MM07 | 10201746 | NO | M | MICAF0536 | NIPPLE3/4",PBE,SMLS,A106-B,SCH.XS, | EA | ZMEC | Ordered | 10201746 | 10201746
MM07 | 10201747 | NO | M | MICAF0538 | NIPPLE3/4",TOE(NPT)SMLS,A106-B,S.XS | EA | ZMEC | Ordered | 10201747 | 10201747
MM07 | 10201748 | NO | M | EICAF4322 | PIPE,1-1/2",SMLS,PE,A106-B,SCH.XS | M | ZMEC | Ordered | 10201748 | 10201748
MM07 | 10201749 | NO | M | MICAF0539 | PIPE3/4",PE,SMLS,A106-B,SCH.XS,NPT | M | ZMEC | Ordered | 10201749 | 10201749
MM07 | 10201750 | NO | M | MICAF1058 | RED TEE,1-1/2"x3/4"SW,CL3000,A105,B16.11 | EA | ZMEC | Ordered | 10201750 | 10201750
MM07 | 10201751 | NO | M | EICAF5029 | REDUCINGTEE1-1/2"x1",SW,CL3000ASTM | EA | ZMEC | Ordered | 10201751 | 10201751
MM07 | 10201752 | NO | M | MICON0454 | SPWGASKET3/4",RF,CL300#,304SSHOOP | EA | ZMEC | Ordered | 10201752 | 10201752
MM07 | 10201753 | NO | M | MICON0455 | SPWGASKET1",RF,CL600,304SS,+ | EA | ZMEC | Ordered | 10201753 | 10201753
MM07 | 10201754 | NO | M | MICAF0544 | FLANGE1",SW,RF,CL600,A182-F11CL.2+ | EA | ZMEC | Ordered | 10201754 | 10201754
MM07 | 10201755 | NO | M | MICAF0545 | FLANGE3/4",SW,RF,CL600,A182-F11,160 | EA | ZMEC | Ordered | 10201755 | 10201755
MM07 | 10201756 | NO | M | MICAF0546 | FLANGE3/4",SW,RF,CL300,ASTM,S160 | EA | ZMEC | Ordered | 10201756 | 10201756
MM07 | 10201757 | NO | M | MICAF0547 | FLANGE1",SW,RF,CL300,ASTM,A105,XS | EA | ZMEC | Ordered | 10201757 | 10201757
MM29 | 10201758 | NO | M | CNCON0585 | 2” FILTER PIPES FOR DEWATERING PUMP,6MTR | EA | ZMEC | Ordered | 10201758 | 10201758
MM07 | 10201761 | NO | M | MICAF1551 | ELBOW 3/4", 90 DEG. SW, CS SCH.80, A234 | EA | ZMEC | Ordered | NO | NO
MM15 | 10201762 | NO | M | MICAF1549 | PIPE 3/4", SCH.80, CS API 5L GR.B, SMLS | M | ZMEC | Ordered | 10201762 | 10201762
MM07 | 10201763 | NO | M | MICAF1571 | FLANGE 8", CS, CL300, WN, RF, A105, S40 | EA | ZMEC | Ordered | 10201763 | 10201763
MM07 | 10201764 | NO | M | MICAF1572 | FLANGE 6",CS,CL300,WNRF,A105,S-40,B16.5 | EA | ZMEC | Ordered | 10201764 | 10201764
MM07 | 10201765 | NO | M | MICAF1550 | ELBOW 6", 45 DEG. CS, BW, S.40,A234,SMLS | EA | ZMEC | Ordered | 10201765 | 10201765
MM07 | 10201766 | NO | M | MICAF1553 | TEE 6", BW, CS, SCH.40, A234 GR WPB | EA | ZMEC | Ordered | 10201766 | 10201766
MM07 | 10201767 | NO | M | MICAF1552 | TEE 8", BW, CS, SCH.40, A234 GR WPB | EA | ZMEC | Ordered | 10201767 | 10201767
MM07 | 10201768 | NO | M | EICAF1024 | ELBOW 6",90DEG.LR,BW,A234,S40,B16.9,SMLS | EA | ZMEC | Ordered | 10201768 | 10201768
MM07 | 10201769 | NO | M | EICAF2677 | ELBOW 8", CS Elbow, 90 DEG. S40,BW,SMLS | EA | ZMEC | Ordered | 10201769 | 10201769
MM07 | 10201770 | NO | M | MICAF0312 | PIPE 8" SCH 40 CS API 5L GR.B SEAMLESS | M | ZMEC | Ordered | 10201770 | 10201770
MM07 | 10201771 | NO | M | MICAF1559 | GATE VALVE WEDGE 6", CL300, RF, CS, ASTM | EA | ZMEC | Ordered | 10201771 | 10201771
MM07 | 10201772 | NO | M | MICAF1556 | TEE REDUCING 8" x 6", BW, CS, SCH.40, | EA | ZMEC | Ordered | 10201772 | 10201772
MM07 | 10201773 | NO | M | MICAF1570 | FLANGE 4", CS, CL300,WN, RF,A105,STD BOR | EA | ZMEC | Ordered | 10201773 | 10201773
MM07 | 10201775 | NO | M | MICAF1560 | CHECK VALVE SWING 6", CL300, CS, WPB | EA | ZMEC | Ordered | 10201775 | 10201775
MM07 | 10201776 | NO | M | MICAF1558 | GATE VALVE 3/4", CL800, SW, A108, CS | EA | ZMEC | Ordered | 10201776 | 10201776
MM07 | 10201777 | NO | M | MICAF1555 | REDUCER CONCENTRIC 6"x4",BW,CS,S40,SMLS | EA | ZMEC | Ordered | 10201777 | 10201777
MM07 | 10201778 | NO | M | MICAF1557 | TEE REDUCING 6" x 4", BW, CS, S40 | EA | ZMEC | Ordered | 10201778 | 10201778
MM07 | 10201779 | NO | M | MICAF1562 | GLOBE VALVE 4", CL300, RF, CS, ASTM, | EA | ZMEC | Ordered | 10201779 | 10201779
MM07 | 10201780 | NO | M | MICAF1554 | REDUCER CONCENTRIC 8" x 6", BW, CS,S40 | EA | ZMEC | Ordered | 10201780 | 10201780
MM07 | 10201781 | NO | M | MICAF1567 | SOCKOLET 3/4", CS, SW, CL3000 | EA | ZMEC | Ordered | 10201781 | 10201781
MM07 | 10201782 | NO | M | MICAF1568 | PLUG 3/4", CS, THREADED ROUND. CL 3000 | EA | ZMEC | Ordered | 10201782 | 10201782
MM07 | 10201783 | NO | M | MICAF1563 | NIPPLE 3/4", 3" LONG THREADED, S160, CS | EA | ZMEC | Ordered | NO | NO
MM07 | 10201784 | NO | M | MIFST0335 | STUD ASSEMBLY CONTINOUS THREAD 3/4" X 5" | EA | ZMEC | Ordered | 10201784 | 10201784
MM07 | 10201785 | NO | M | MICAF1564 | SPECTACLE PLATE 6", CS, CL300, GR70 | EA | ZMEC | Ordered | 10201785 | 10201785
MM07 | 10201786 | NO | M | MICAF1095 | STUD ASSEMBLY CONTINOUS THREAD 3/4"X4.5" | EA | ZMEC | Ordered | 10201786 | 10201786
ZM14 | 10201801 | NO | M | GDCON0011 | PIPE MOUNT BRACKET WITH SUNSHADE 2", SS | EA | ZMEC | Ordered | 10201801 | 10201801
MM07 | 10201815 | NO | M | MICAF1548 | ORIFFICE PLATE - 25/25 as per ISO 5167 | EA | ZMEC | Ordered | 10201815 | 10201815
MM30 | 10201816 | NO | M | MICON0456 | WELDING ROD - ER8018 , B2 , 2.4 MM. | KG | ZMEC | Ordered | 10201816 | 10201816
MM30 | 10201817 | NO | M | MICON0457 | WELDING ROD - ER8018 , B2 , 3.2 MM | KG | ZMEC | Ordered | 10201817 | 10201817
MM29 | 10201818 | NO | M | OSOFC0865 | SILICON GASKET MAKER (FOR VEHICLES) | EA | ZMEC | Ordered | 10201818 | 10201818
MM29 | 10201819 | NO | M | MWVMN0016 | OIL FILTER - FOR ASHOK LEYLAND BUS | EA | ZMEC | Ordered | 10201819 | 10201819
MM29 | 10201822 | NO | M | MWPAR0197 | RADIATOR W/CAP, (TATA BUS) | EA | ZMEC | Ordered | 10201822 | 10201822
MM29 | 10201825 | NO | M | MWPAR0025 | TIE ROD (FOR VEHICLE) | EA | ZMEC | Ordered | 10201825 | 10201825
MM29 | 10201830 | NO | M | MWPAR0221 | FAN BELT, (NISSAN PICKUP) | EA | ZMEC | Ordered | 10201830 | 10201830
MM29 | 10201831 | NO | M | MWPAR0222 | EXHAUST MANIFOLD (NISSAN PICKUP) | EA | ZMEC | Ordered | 10201831 | 10201831
MM27 | 10201832 | NO | M | MWCON0035 | TYRE, 12R 22.5 | EA | ZMEC | Ordered | 10201832 | 10201832
MM29 | 10201841 | NO | M | MWPAR0004 | CYLINDER HEAD (NISSAN PICKUP) | EA | ZMEC | Ordered | 10201841 | 10201841
MM29 | 10201842 | NO | M | MWMEW0074 | CONTACT ROD BEARING (NISSAN PICKUP) | EA | ZMEC | Ordered | 10201842 | 10201842
MM29 | 10201843 | NO | M | MIMEW0049 | PISTON RING (NISSAN PICKUP) | EA | ZMEC | Ordered | 10201843 | 10201843
MM29 | 10201844 | NO | M | MWMEW0060 | SPARK PLUG (LCV) | EA | ZMEC | Ordered | 10201844 | 10201844
MM29 | 10201845 | NO | M | MWPAR0027 | RADIATOR (NISSAN PICKUP) | EA | ZMEC | Ordered | 10201845 | 10201845
MM20 | 10201846 | NO | M | CNCON0872 | TARPAULIN CLOTH (CANVAS CLOTH) | M2 | ZMEC | Ordered | 10201846 | 10201846
MM29 | 10201847 | NO | M | MWPAR0025 | TIE ROD END, MITSUBISHI | EA | ZMEC | Ordered | 10201847 | 10201847
MM29 | 10201849 | NO | M | NO | BEARING, ASSY-CENTER, NISSAN | EA | ZMEC | Ordered | 10201849 | 10201849
MM29 | 10201850 | NO | M | MWPAR0225 | FRONT WHEEL BEARING - INNER, MITSUBISHI | EA | ZMEC | Ordered | 10201850 | 10201850
MM29 | 10201851 | NO | M | MWPAR0226 | TAIL LAMP ASSY. MITSUBISHI VEHICLE | EA | ZMEC | Ordered | 10201851 | 10201851
MM29 | 10201852 | NO | M | CNCON0510 | ALTERNATOR, TATA BUS | EA | ZMEC | Ordered | 10201852 | 10201852
EM21 | 10201853 | NO | M | OSOFC0793 | SPIN MOTOR, 220V | EA | ZMEC | Ordered | 10201853 | 10201853
MM15 | 10201854 | NO | M | MICAF1574 | PIPE 1", GALV. SMLS, W SCREWED END, NPT | M | ZMEC | Ordered | 10201854 | 10201854
MM07 | 10201855 | NO | M | MICAF1575 | ELBOW 1", 90 DEG, GALV. CL.3000, NPT | EA | ZMEC | Ordered | 10201855 | 10201855
MM28 | 10201856 | NO | M | MICAF1576 | GATE VALAVE: 1", 800 # , NPT, ASTM,A105 | EA | ZMEC | Ordered | 10201856 | 10201856
MM07 | 10201857 | NO | M | MICAF1577 | TEE 1", GALV. NPT ANSI B16.11, #3000 | EA | ZMEC | Ordered | 10201857 | 10201857
MM25 | 10201860 | NO | M | TLTLS0166 | KNIPEX CUTTER 12" (BINDING WIRE CUTTER) | EA | ZMEC | Ordered | 10201860 | 10201860
MM04 | 10201861 | NO | M | SCSAF0211 | DISPOSABLE COVERALL | EA | ZMEC | Ordered | 10201861 | 10201861
MM27 | 10201862 | NO | M | MWCON0028 | TYRE, 7.00 R16C | EA | ZMEC | Ordered | 10201862 | 10201862
MM21 | 10201863 | NO | M | MIMEW0087 | GRATING BAR, SERATTED, 50MM X 4.8MM BAR | M2 | ZMEC | Ordered | 10201863 | 10201863
MM07 | 10201864 | NO | M | EICON1438 | FLAT BAR 25 MM x 5 MM, 6 MTR LONG | M | ZMEC | Ordered | 10201864 | 10201864
MM27 | 10201875 | NO | M | MWCON0042 | TYRE, 225/50/18, HANKOOK (KOREA) | EA | ZMEC | Ordered | 10201875 | 10201875
MM27 | 10201879 | NO | M | MWCON0046 | TYRE, 245/45/18, HANKOOK (KOREA) | EA | ZMEC | Ordered | 10201879 | 10201879
MM27 | 10201882 | NO | M | MWCON0049 | TYRE - 245/45/18, FEDERAL, TAIWAN | EA | ZMEC | Ordered | 10201882 | 10201882
MM27 | 10201884 | NO | M | MWCON0051 | TYRE - 700R16, LT HANKOOK, KOREA | EA | ZMEC | Ordered | 10201884 | 10201884
MM27 | 10201885 | NO | M | MWCON0052 | TYRE - 700R16, BRISA, THAILAND | EA | ZMEC | Ordered | 10201885 | 10201885
MM27 | 10201887 | NO | M | MWCON0054 | TYRE - 700R16, MAXXIS, THAILAND | EA | ZMEC | Ordered | 10201887 | 10201887
MM27 | 10201889 | NO | M | MWCON0056 | TYRE - 195R15, HANKOOK, KOREA | EA | ZMEC | Ordered | 10201889 | 10201889
MM27 | 10201892 | NO | M | MWCON0059 | TYRE - 265/70/17, HANKOOK, KOREA | EA | ZMEC | Ordered | 10201892 | 10201892
MM27 | 10201898 | NO | M | MWCON0065 | TYRE - 235/55R17, HANKOOK, KOREA | EA | ZMEC | Ordered | 10201898 | 10201898
MM27 | 10201910 | NO | M | MWCON0077 | TYRE - 225/65/17, HANKOOK, KOREA | EA | ZMEC | Ordered | 10201910 | 10201910
MM27 | 10201911 | NO | M | MWCON0078 | TYRE - 225/65/17, MAXXIS, CHINA | EA | ZMEC | Ordered | 10201911 | 10201911
MM27 | 10201916 | NO | M | MWCON0083 | TYRE - 275/65R17, HANKOOK, KOREA | EA | ZMEC | Ordered | 10201916 | 10201916
EM15 | 10201933 | NO | M | EICAF2965 | CONDUIT,LIQUID TIGHT FLEXIBLE,1/2" | RL | ZMEC | Ordered | 10201933 | 10201933
MM29 | 10201942 | NO | M | N/A | HUB OIL SEAL, MITSUBISHI COASTER | EA | ZMEC | Ordered | 10201942 | 10201942
MM28 | 10201944 | NO | M | N/A | BALL VALVE 1", ASTM, A105, NPT, 800 # | EA | ZMEC | Ordered | 10201944 | 10201944
MM10 | 10201950 | NO | M | N/A | CAMPROFILE GASKET ¾”, SB-1, SS 316 | EA | ZMEC | Ordered | 10201950 | 10201950
MM10 | 10201951 | NO | M | N/A | CAMPROFILE GASKET 4”, SB-1, SS 316/GRA | EA | ZMEC | Ordered | 10201951 | 10201951
MM10 | 10201952 | NO | M | N/A | CAMPROFILE GASKET 6”, SB-1, SS 316 | EA | ZMEC | Ordered | 10201952 | 10201952
MM10 | 10201953 | NO | M | N/A | CAMPROFILE GASKET 8”, SB-1, SS 316 | EA | ZMEC | Ordered | 10201953 | 10201953
MM29 | 10201964 | NO | M | N/A | BATTERY, N150 MF | EA | ZMEC | Ordered | 10201964 | 10201964
EM30 | 10201965 | NO | M | N/A | FABRICATED STEEL SUPPORT,(SWITCH – 400A) | EA | ZMEC | Ordered | 10201965 | 10201965
EM30 | 10201966 | NO | M | N/A | FABRICATED STEEL SUPPORT (SWITCH, 200A) | EA | ZMEC | Ordered | 10201966 | 10201966
MM25 | 10201971 | NO | M | TLCON0041 | CUTTING DISC - CONCRETE, 16" | EA | ZMEC | Ordered | 10201971 | 10201971
MM25 | 10201972 | NO | M | TLCON0024 | CUTTING DISC - CONCRETE, 20" | EA | ZMEC | Ordered | 10201972 | 10201972
MM25 | 10201975 | NO | M | SCSAF0250 | FLAG - RED COLOR | EA | ZMEC | Ordered | 10201975 | 10201975
MM25 | 10201976 | NO | M | SCSAF0251 | FLAG - GREEN COLOR | EA | ZMEC | Ordered | 10201976 | 10201976
MM15 | 10201983 | NO | M | N/A | PIPE 3", SCH.40, STM A53, 6M,SAUDI STEEL | EA | ZMEC | Ordered | 10201983 | 10201983
MM15 | 10201984 | NO | M | N/A | PIPE 2", SCH.40, STM A53, 6M,SAUDI STEEL | EA | ZMEC | Ordered | 10201984 | 10201984
MM15 | 10201985 | NO | M | N/A | PIPE 1 1/2", SCH.40, STM A53, 6 MTR, SSP | EA | ZMEC | Ordered | 10201985 | 10201985
MM15 | 10201986 | NO | M | N/A | PIPE 1 1/4", SCH.40, STM A53, 6 MTR, SSP | EA | ZMEC | Ordered | 10201986 | 10201986
MM28 | 10201987 | NO | M | N/A | ATE VALVE 2", D151, CLASS 125, CRANE | EA | ZMEC | Ordered | 10201987 | 10201987
MM28 | 10201988 | NO | M | N/A | GATE VALVE 1 1/2", D151, CLASS 125,CRANE | EA | ZMEC | Ordered | 10201988 | 10201988
MM28 | 10201989 | NO | M | N/A | GATE VALVE 1", D151, CLASS 125, CRANE | EA | ZMEC | Ordered | 10201989 | 10201989
MM07 | 10201990 | NO | M | N/A | Y STRAINER 2", D298,CLASS 125, CRANE | EA | ZMEC | Ordered | 10201990 | 10201990
MM07 | 10201991 | NO | M | N/A | CHECK VALVE 2", D138,CLASS 125, CRANE | EA | ZMEC | Ordered | 10201991 | 10201991
MM07 | 10201992 | NO | M | N/A | FOOT VALVE ,WITH STRAINER 2", ITALY | EA | ZMEC | Ordered | 10201992 | 10201992
MM07 | 10201993 | NO | M | N/A | UNION 2", SCH 40, GALVANIZED, HITACHI | EA | ZMEC | Ordered | 10201993 | 10201993
MM07 | 10201994 | NO | M | N/A | UNION 1-1/2", SCH 40, GALVANIZED,HITACHI | EA | ZMEC | Ordered | 10201994 | 10201994
MM07 | 10201995 | NO | M | N/A | ELBOW 3", 90°, SCH40, GALVANIZED,HITACHI | EA | ZMEC | Ordered | 10201995 | 10201995
MM07 | 10201996 | NO | M | N/A | ELBOW 2", 90°, SCH 40,GALVANIZED,HITACHI | EA | ZMEC | Ordered | 10201996 | 10201996
MM07 | 10201997 | NO | M | N/A | ELBOW 2", 90°,SCH 40, GALVANIZED,HITACHI | EA | ZMEC | Ordered | 10201997 | 10201997
MM07 | 10201998 | NO | M | N/A | ELBOW 2", 45°, SCH40, GALVANIZED,HITACHI | EA | ZMEC | Ordered | 10201998 | 10201998
MM07 | 10201999 | NO | M | N/A | TEE 3", SCH 40, GALVANIZED, HITACHI | EA | ZMEC | Ordered | 10201999 | 10201999
MM06 | 10202000 | NO | M | N/A | TEE 2", SCH 40, GALVANIZED, HITACHI | EA | ZMEC | Ordered | 10202000 | 10202000
MM07 | 10202001 | NO | M | N/A | REDUCER BUSHING 3" X 2", SCH 40,GALV. | EA | ZMEC | Ordered | 10202001 | 10202001
MM07 | 10202002 | NO | M | N/A | REDUCER BUSHING 2" X 1 1/2", SCH 40,GALV | EA | ZMEC | Ordered | 10202002 | 10202002
MM07 | 10202003 | NO | M | N/A | REDUCER BUSHING 1 1/2" X 1 1/4", SCH40, | EA | ZMEC | Ordered | 10202003 | 10202003
MM07 | 10202004 | NO | M | N/A | NIPPLE 2" HEX, SCH 40, GALVANIZED, | EA | ZMEC | Ordered | 10202004 | 10202004
MM07 | 10202005 | NO | M | N/A | END PLUG 2" , SCH 40,GALVANIZED,HITACHI | EA | ZMEC | Ordered | 10202005 | 10202005
MM07 | 10202006 | NO | M | N/A | COUPLING 2", SCH40, GALVANIZED, HITACHI | EA | ZMEC | Ordered | 10202006 | 10202006
MM07 | 10202007 | NO | M | NO | END CAP 2", SCH 40, GALVANIZED | EA | ZMEC | Ordered | 10202007 | 10202007
MM07 | 10202008 | NO | M | NO | LONG PIPE NIPPLE 2"x6" , SCH40, GALV. | EA | ZMEC | Ordered | 10202008 | 10202008
MM07 | 10202009 | NO | M | N/A | LONG PIPE NIPPLE 2" x4", SCH 40, GALV. | EA | ZMEC | Ordered | 10202009 | 10202009
MM07 | 10202010 | NO | M | NO | LONG PIPE NIPPLE 2" x3", SCH40, GALV. | EA | ZMEC | Ordered | 10202010 | 10202010
MM07 | 10202011 | NO | M | N/A | CLAMP, O-TYPE 3", FOR PIPE | EA | ZMEC | Ordered | 10202011 | 10202011
MM07 | 10202012 | NO | M | NO | CLAMP, O-TYPE 2'', | EA | ZMEC | Ordered | 10202012 | 10202012
MM07 | 10202013 | NO | M | NO | CLAMP, O-TYPE 1-1/2" | EA | ZMEC | Ordered | 10202013 | 10202013
MM07 | 10202014 | NO | M | NO | CLAMP, O-TYPE 1 1/4 '' | EA | ZMEC | Ordered | 10202014 | 10202014
MM10 | 10202015 | NO | M | NO | GASKET SEALENT | EA | ZMEC | Ordered | 10202015 | 10202015
MM13 | 10202018 | NO | M | N/A | DIESEL | L | ZMEC | Ordered | 10202018 | 10202018
MM25 | 10202030 | NO | M | N/A | ROLLER, 4”DIA x 500 MM LONG, CS, A106-B | EA | ZMEC | Ordered | 10202030 | 10202030
MM15 | 10202043 | NO | M | N/A | PIPE, 3",ASME B36.10,ASTM A 106 GR.B,S80 | M | ZMEC | Ordered | 10202043 | 10202043
MM25 | 10202044 | NO | M | NO | BELT, SLING COTTON, 1" x 1 MTR | EA | ZMEC | Ordered | 10202044 | 10202044
MM25 | 10202045 | NO | M | NO | BELT, WIRE ROPE SLING, 12MM x 1 MTR | EA | ZMEC | Ordered | 10202045 | 10202045
MM25 | 10202046 | NO | M | NO | BELT, SLING COTTON, 2" x 2 MTR | EA | ZMEC | Ordered | 10202046 | 10202046
MM15 | 10202047 | NO | M | NO | PIPE, 2",S160,PE, B36.10,ASTM A 106,SMLS | M | ZMEC | Ordered | 10202047 | 10202047
MM07 | 10202048 | NO | M | N/A | ECCENTRIC SWAGE, 2"x3/4"A234-WPB-,S.160 | EA | ZMEC | Ordered | 10202048 | 10202048
MM07 | 10202049 | NO | M | N/A | ECCENTRIC REDUCER,8"X 6",ASME B16.9,S40, | EA | ZMEC | Ordered | 10202049 | 10202049
MM15 | 10202050 | NO | M | N/A | PIPE,3/4"S-160,SMLS,PE,A106,GR.B, | M | ZMEC | Ordered | 10202050 | 10202050
MM07 | 10202051 | NO | M | N/A | ELBOW, 3/4", 90 DEG, CL9000,SW, A105N | EA | ZMEC | Ordered | 10202051 | 10202051
MM07 | 10202052 | NO | M | N/A | ELBOW, 3/4", 90DEG. CL3000, SW,A105N | EA | ZMEC | Ordered | 10202052 | 10202052
MM07 | 10202054 | NO | M | NO | FLANGE,2"WN,RF, 300, S-160,ASME B16.5 | EA | ZMEC | Ordered | 10202054 | 10202054
MM07 | 10202055 | NO | M | N/A | FLANGE, 3", WN,RF,CL300,S-160,ASME B16.5 | EA | ZMEC | Ordered | 10202055 | 10202055
MM07 | 10202056 | NO | M | N/A | FLANGE,6",WN,RF,600,S40,CS,S40,B16.5 | EA | ZMEC | Ordered | 10202056 | 10202056
MM07 | 10202057 | NO | M | N/A | FLANGE,3/4",SW,CL300,RF,S160,A105,B16.5 | EA | ZMEC | Ordered | 10202057 | 10202057
MM10 | 10202058 | NO | M | N/A | GASKET,SPIRAL WOUND,8",SS316,RF,300, | EA | ZMEC | Ordered | 10202058 | 10202058
MM10 | 10202059 | NO | M | N/A | GASKET,SPIRAL WOUND, 6",SS316,RF,600, | EA | ZMEC | Ordered | 10202059 | 10202059
MM10 | 10202060 | NO | M | N/A | GASKET,SPIRAL WOUND,4",RF, 300, SS316 | EA | ZMEC | Ordered | 10202060 | 10202060
MM10 | 10202061 | NO | M | N/A | GASKET, SPIRAL WOUND, 3/4", 300,SS316,RF | EA | ZMEC | Ordered | 10202061 | 10202061
MM10 | 10202062 | NO | M | N/A | GASKET,SPIRAL WOUND,2", 300,SS316, RF, | EA | ZMEC | Ordered | 10202062 | 10202062
MM10 | 10202063 | NO | M | NO | GASKET, 3"CAMPROFILE,SS316,RF, 300, | EA | ZMEC | Ordered | 10202063 | 10202063
MM10 | 10202064 | NO | M | NO | GASKET, 2"CAMPROFILE GASKET,SS316,300,RF | EA | ZMEC | Ordered | 10202064 | 10202064
MM28 | 10202066 | NO | M | NO | GLOBE VALVE,3/4", SW,800,API 602, ASTM | EA | ZMEC | Ordered | 10202066 | 10202066
MM28 | 10202067 | NO | M | N/A | GATE VALVE, 3/4", API602,SW,800,A105N | EA | ZMEC | Ordered | 10202067 | 10202067
MM07 | 10202068 | NO | M | N/A | SPECTACLE BLIND,6", FLG-8,ASTM A516,GR70 | EA | ZMEC | Ordered | 10202068 | 10202068
MM07 | 10202069 | NO | M | N/A | EQUAL TEE, 8"x8", BW,S40, SMLS,B16.9 | EA | ZMEC | Ordered | 10202069 | 10202069
MM07 | 10202070 | NO | M | NO | EQUAL TEE, 6", BW, SMLS, S40, ASTM A234 | EA | ZMEC | Ordered | 10202070 | 10202070
MM07 | 10202074 | NO | M | NO | ELBOW, 3/4", 90 DEG. 6000,SW,ASME,ASTM | EA | ZMEC | Ordered | 10202074 | 10202074
MM07 | 10202076 | NO | M | NO | CAP, 3/4", ASTM A182 GR. F5, CL.6000, SW | EA | ZMEC | Ordered | 10202076 | 10202076
MM07 | 10202080 | NO | M | NO | NIPPLE, 1"x100MM,S80, GR.B, PE, ASME | EA | ZMEC | Ordered | 10202080 | 10202080
MM07 | 10202081 | NO | M | NO | NIPPLE, 3/4" x 100MM, S160, PE, GR.B, | EA | ZMEC | Ordered | 10202081 | 10202081
MM07 | 10202082 | NO | M | NO | NIPPLE, 1/2", 100MM LONG, S160, PE, | EA | ZMEC | Ordered | 10202082 | 10202082
MM07 | 10202083 | NO | M | NO | FLANGE,1",SW,RF,CL300,A105,B16.5,SCH.80 | EA | ZMEC | Ordered | 10202083 | 10202083
MM07 | 10202084 | NO | M | NO | FLANGE,BLIND,3/4", RF, 300, ASME B 16.5 | EA | ZMEC | Ordered | 10202084 | 10202084
MM10 | 10202085 | NO | M | NO | GASKET, SPIRAL WOUND, 6", SS316, RF | EA | ZMEC | Ordered | 10202085 | 10202085
MM30 | 10202086 | NO | M | N/A | SPARK ARRESTOR W/CLAMP, WELDING GEN. | EA | ZMEC | Ordered | 10202086 | 10202086
MM25 | 10202087 | NO | M | N/A | SPIRIT LEVEL, 12" | EA | ZMEC | Ordered | 10202087 | 10202087
MM29 | 10202088 | NO | M | NO | SPARK ARRESTOR W/CLAMP, JMC DUMP TRUCK | EA | ZMEC | Ordered | 10202088 | 10202088
MM29 | 10202089 | NO | M | N/A | SPARK ARRESTOR W/CLAMP, MITSUBISHI TRUCK | EA | ZMEC | Ordered | 10202089 | 10202089
MM10 | 10202090 | NO | M | N/A | GASKET 1",CAMPROFILE,SS316, 300,RF,B16.5 | EA | ZMEC | Ordered | 10202090 | 10202090
MM05 | 10202091 | NO | M | N/A | STUD BOLT,3/4"x150MM,W/2HEX NUTS, | EA | ZMEC | Ordered | 10202091 | 10202091
MM28 | 10202092 | NO | M | N/A | GATE VALVE,1",FLANGED ENDS,SW,800`,A105N | EA | ZMEC | Ordered | 10202092 | 10202092
MM28 | 10202093 | NO | M | N/A | GATE VALVE, 1/2 ",FEMALE ENDS,800,A105N | EA | ZMEC | Ordered | 10202093 | 10202093
MM28 | 10202095 | NO | M | N/A | LIFT CHECK VALVES 1", 800, SW,A105N | EA | ZMEC | Ordered | 10202095 | 10202095
MM07 | 10202096 | NO | M | N/A | SPECTACLE BLIND, 1", 300,ASTM,A387 GR.5 | EA | ZMEC | Ordered | 10202096 | 10202096
MM05 | 10202099 | NO | M | N/A | STUD BOLT,3/4"x150MM,A193 B7,W/ 2NUTS | EA | ZMEC | Ordered | 10202099 | 10202099
MM07 | 10202103 | NO | M | N/A | JACKSCREW 3/4", CL300,RF,A307B/563A | EA | ZMEC | Ordered | 10202103 | 10202103
MM07 | 10202104 | NO | M | N/A | SPECTACLE BLIND 3/4", ASTM A 516 GR.70 | EA | ZMEC | Ordered | 10202104 | 10202104
MM07 | 10202105 | NO | M | N/A | CONCENTRIC REDUCER 1"x3/4",ASTM A 234 | EA | ZMEC | Ordered | 10202105 | 10202105
MM07 | 10202107 | NO | M | N/A | EQUAL TEE, 1", SW, 6000, ASME B16-11, | EA | ZMEC | Ordered | 10202107 | 10202107
MM25 | 10202115 | NO | M | NO | BELT, NYLON SLING, 2" x 3 MTR, | EA | ZMEC | Ordered | 10202115 | 10202115
MM25 | 10202116 | NO | M | N/A | BELT, NYLON SLING, 3" x 4 MTR, | EA | ZMEC | Ordered | 10202116 | 10202116
MM25 | 10202164 | NO | M | NO | MEASURING TAPE, 15 MTR | EA | ZMEC | Ordered | 10202164 | 10202164
MM25 | 10202170 | NO | M | NO | RIGHT ANGLE, 24" | EA | ZMEC | Ordered | 10202170 | 10202170
MM29 | 10202173 | NO | M | N/A | MOTOR, POWER WINDOW, TRAILER | EA | ZMEC | Ordered | 10202173 | 10202173
IM23 | 10202175 | NO | M | NO | VALVE,BALL,2", SS316 | EA | ZMEC | Ordered | 10202175 | 10202175
MM19 | 10202177 | NO | M | NO | RUBBER CLAMP,2", FOR PIPE | EA | ZMEC | Ordered | 10202177 | 10202177
MM05 | 10202178 | NO | M | NO | CAPTIVE NUT, M6 | EA | ZMEC | Ordered | 10202178 | 10202178
MM05 | 10202179 | NO | M | NO | FIXING SCREW AND NUTS (MX3 X 20mm) | EA | ZMEC | Ordered | 10202179 | 10202179
MM29 | 10202181 | NO | M | N/A | STARTER, RECOIL STARTER ASSY. | EA | ZMEC | Ordered | 10202181 | 10202181
MM29 | 10202188 | NO | M | NO | BUSH, FLY WHEEL, NISSAN | EA | ZMEC | Ordered | 10202188 | 10202188
MM29 | 10202189 | NO | M | NO | JOURNAL KIT, NISSAN | EA | ZMEC | Ordered | 10202189 | 10202189
MM07 | 10202190 | NO | M | NO | UNISTRUT CHANNEL, H40XW40XTHK 2 , 3M | EA | ZMEC | Ordered | 10202190 | 10202190
MM29 | 10202200 | NO | M | NO | FUEL FILTER, ENGINE, ASHOK LEYLAND | EA | ZMEC | Ordered | 10202200 | 10202200
MM29 | 10202201 | NO | M | NO | OIL FILTER, ENGINE, ASHOK LEYLAND | EA | ZMEC | Ordered | 10202201 | 10202201
MM31 | 10202202 | NO | M | NO | AIR FILTER, WELDING M/C. 400X, MILLER | EA | ZMEC | Ordered | 10202202 | 10202202
MM31 | 10202203 | NO | M | NO | OIL FILTER, POWER GEN. DOOSAN, | EA | ZMEC | Ordered | 10202203 | 10202203
MM30 | 10202205 | NO | M | NO | FILLER WIRE – ER80S-B6, 2.4mm, ESAB | KG | ZMEC | Ordered | 10202205 | 10202205
MM30 | 10202207 | NO | M | NO | WELDING ROD, E8015-B6, 2.4mm, ESAB | KG | ZMEC | Ordered | 10202207 | 10202207
MM30 | 10202208 | NO | M | NO | WELDING ROD, E8015-B6, 3.2mm, ESAB | KG | ZMEC | Ordered | 10202208 | 10202208
MM21 | 10202210 | NO | M | NO | EXPANDED METAL SHEET (MESH) 3 MM THICK, | EA | ZMEC | Ordered | 10202210 | 10202210
MM31 | 10202211 | NO | M | NO | AIR FILTER, FOR ENGINE, ASHOK LEYLAND | EA | ZMEC | Ordered | 10202211 | 10202211
MM31 | 10202212 | NO | M | NO | AIR FILTER, A/C ENGINE, | EA | ZMEC | Ordered | 10202212 | 10202212
MM29 | 10202213 | NO | M | NO | INSTRUMENT PANEL CLUSTER, TATA BUS, TA27 | EA | ZMEC | Ordered | 10202213 | 10202213
MM29 | 10202214 | NO | M | NO | HOSE, PUMP SUCTION 3 WAY,333/F3125,JCB | EA | ZMEC | Ordered | 10202214 | 10202214
MM31 | 10202216 | NO | M | NO | ELEMENT, HYDRAULIC FILTER, 32/926001 | EA | ZMEC | Ordered | 10202216 | 10202216
MM13 | 10202217 | NO | M | NO | HYDRAULIC OIL - 68, HIGH PERFORMANCE | L | ZMEC | Ordered | 10202217 | 10202217
MM28 | 10202218 | NO | M | NO | VALVE,SOLENOID,3/2-WAY,NG6 24VDC | EA | ZMEC | Ordered | 10202218 | 10202218
MM28 | 10202219 | NO | M | NO | VALVE,SOLENOID,3/2-WAY,NG10 24VDC | EA | ZMEC | Ordered | 10202219 | 10202219
MM28 | 10202220 | NO | M | NO | VALVE,CHECK,PILOT OPERATED ,CK-4E | EA | ZMEC | Ordered | 10202220 | 10202220
MM28 | 10202221 | NO | M | NO | VALVE ,THROTTLE CHECK,CK-4D | EA | ZMEC | Ordered | 10202221 | 10202221
MM28 | 10202222 | NO | M | NO | VALVE,RESTRICTOR CHECK,CK-4C | EA | ZMEC | Ordered | 10202222 | 10202222
MM17 | 10202223 | NO | M | NO | PUMP,HYDRAULIC GEAR,SNP 3/38 D CO 01 | EA | ZMEC | Ordered | 10202223 | 10202223
MM28 | 10202224 | NO | M | NO | LAMELLA 0.5X150X1251MM,INCONEL718-3003-1 | EA | ZMEC | Ordered | 10202224 | 10202224
IM23 | 10202225 | NO | M | NO | LAMELLA 0.5X123X170MM,INCONEL718-3003-2 | EA | ZMEC | Ordered | 10202225 | 10202225
IM23 | 10202226 | NO | M | NO | LAMELLA 0.5X150X710MM,INCONEL718-3003-3 | EA | ZMEC | Ordered | 10202226 | 10202226
IM23 | 10202227 | NO | M | NO | LAMELLA 0.5X150X710MM,INCONEL718-3003-4 | EA | ZMEC | Ordered | 10202227 | 10202227
IM23 | 10202228 | NO | M | NO | SET OF FIXING ELEMENTS,MATERIAL A4 | EA | ZMEC | Ordered | 10202228 | 10202228
IM23 | 10202229 | NO | M | NO | SPECIAL WASHER,1.4512 '30/21-2 | EA | ZMEC | Ordered | 10202229 | 10202229
IM23 | 10202230 | NO | M | NO | MAIN SHAFT SPHERICAL BEARING,2601 | EA | ZMEC | Ordered | 10202230 | 10202230
MM05 | 10202231 | NO | M | NO | BOLT,STUD, 1"x200MM, W/2 NUTS,A193GR.B7 | EA | ZMEC | Ordered | 10202231 | 10202231
MM05 | 10202232 | NO | M | NO | BOLT,STUD, 7/8"x165MM, W/2 NUTS,ASME | EA | ZMEC | Ordered | 10202232 | 10202232
MM05 | 10202233 | NO | M | NO | BOLT,STUD, 3/4"x145MM, W/2 NUTS,A193GR.B | EA | ZMEC | Ordered | 10202233 | 10202233
MM05 | 10202234 | NO | M | NO | BOLT,STUD, 3/4"x110MM, W/2 NUTS, A193 | EA | ZMEC | Ordered | 10202234 | 10202234
MM05 | 10202235 | NO | M | NO | BOLT,STUD, 5/8"x105MM, W/2 NUTS, A193 GR | EA | ZMEC | Ordered | 10202235 | 10202235
MM05 | 10202236 | NO | M | NO | BOLT,STUD,5/8"x80MM,W/2 NUTS, A193 GR.B7 | EA | ZMEC | Ordered | 10202236 | 10202236
MM05 | 10202237 | NO | M | NO | BOLT,STUD, 5/8"x70MM, W/2 NUTS, A193 GR | EA | ZMEC | Ordered | 10202237 | 10202237
MM05 | 10202238 | NO | M | NO | JACKSCREW, 1"x115MM,A307B/563A,CL600,R.F | EA | ZMEC | Ordered | 10202238 | 10202238
MM07 | 10202240 | NO | M | NO | ANGLE BAR, 50 x 50 x 6 MM, GALVANIZED | M | ZMEC | Ordered | 10202240 | 10202240
MM05 | 10202242 | NO | M | NO | WASHER, 12 MM | EA | ZMEC | Ordered | 10202242 | 10202242
MM05 | 10202243 | NO | M | NO | WASHER, 10 MM | EA | ZMEC | Ordered | 10202243 | 10202243
MM27 | 10202245 | NO | M | NO | TYRE - 12R20, MAXXIS | EA | ZMEC | Ordered | 10202245 | 10202245
MM27 | 10202246 | NO | M | NO | TYRE - 12R20, HANKOOK, KOREA | EA | ZMEC | Ordered | 10202246 | 10202246
EM16 | 10202251 | NO | M | NO | UNISTRUT CHANNEL,HDG,41x82x2.5 THKx3 Mtr | EA | ZMEC | Ordered | 10202251 | 10202251
EM16 | 10202252 | NO | M | NO | POST BASE DOUBLE CHANNEL,HDG,100x153x8mm | EA | ZMEC | Ordered | 10202252 | 10202252
EM16 | 10202253 | NO | M | NO | SPRING NUT,10 inch | EA | ZMEC | Ordered | 10202253 | 10202253
EM16 | 10202254 | NO | M | NO | DROP IN ANCHOR , M10 | EA | ZMEC | Ordered | 10202254 | 10202254
EM16 | 10202255 | NO | M | NO | HOLD DOWN CLAMP WITH SPRING NUT M10 | EA | ZMEC | Ordered | 10202255 | 10202255
EM16 | 10202256 | NO | M | NO | BOLT,HEX,WITH WASHER M10x30mm | EA | ZMEC | Ordered | 10202256 | 10202256
EM16 | 10202257 | NO | M | NO | 90DEG BEND,ALUMINIUM(750x150x2MM)x750MMR | EA | ZMEC | Ordered | 10202257 | 10202257
EM16 | 10202258 | NO | M | NO | 90DEG BEND,ALUMINIUM(900x150x2MM)x900MMR | EA | ZMEC | Ordered | 10202258 | 10202258
EM16 | 10202259 | NO | M | NO | STRAIGHT REDUCER,900x750x150x2MM | EA | ZMEC | Ordered | 10202259 | 10202259
EM16 | 10202260 | NO | M | NO | 90 DEG BEND,750x70x2MM)x750MMR | EA | ZMEC | Ordered | 10202260 | 10202260
EM16 | 10202261 | NO | M | NO | END CAP FOR 41 x 41 UNISTRUCT CHANNEL | EA | ZMEC | Ordered | 10202261 | 10202261
EM16 | 10202262 | NO | M | NO | STANDERED CONNECTOR | EA | ZMEC | Ordered | 10202262 | 10202262
EM16 | 10202263 | NO | M | NO | 6 HOLE PLATE FOR CABLE LADDER200x150x2MM | EA | ZMEC | Ordered | 10202263 | 10202263
EM16 | 10202265 | NO | M | NO | CABLE TRAY,HDG,300x1.5MM,2.4M,WITH COVER | EA | ZMEC | Ordered | 10202265 | 10202265
EM16 | 10202266 | NO | M | NO | EQUAL CROSS (300MM(W)X70MM(H)X2MM(T) | EA | ZMEC | Ordered | 10202266 | 10202266
EM16 | 10202267 | NO | M | NO | EQUAL TEE (300MM(W)X70MM(H)X2MM(T) | EA | ZMEC | Ordered | 10202267 | 10202267
EM16 | 10202268 | NO | M | NO | 90 DEG BEND (300x70x2MM)x750MMR | EA | ZMEC | Ordered | 10202268 | 10202268
EM16 | 10202269 | NO | M | NO | UNISTRUCT CHANNEL 41x41x2.5MMx3MTS LONG | EA | ZMEC | Ordered | 10202269 | 10202269
EM16 | 10202270 | NO | M | NO | POST BASE SINGLE CHANNEL,HDG,100X100X8MM | EA | ZMEC | Ordered | 10202270 | 10202270
EM16 | 10202271 | NO | M | NO | CABLE TRUNK BOX,HDG, 100x100x1.5MM,2.44M | EA | ZMEC | Ordered | 10202271 | 10202271
EM16 | 10202272 | NO | M | NO | TRUNKING CONNECTOR,HDG 100x100x1.5MM | EA | ZMEC | Ordered | 10202272 | 10202272
EM16 | 10202273 | NO | M | NO | TRUNKING BOX,HDG 100x50x1.5MMx2.44M | EA | ZMEC | Ordered | 10202273 | 10202273
EM16 | 10202274 | NO | M | NO | TRUNKING ELBOW,HDG 100x100x1.5MM | EA | ZMEC | Ordered | 10202274 | 10202274
EM16 | 10202275 | NO | M | NO | TRUNKING ELBOW,HDG 100x50x1.5MM | EA | ZMEC | Ordered | 10202275 | 10202275
EM16 | 10202276 | NO | M | NO | TRUNKING INSIDE ELBOW,HDG 100x50x1.5MM | EA | ZMEC | Ordered | 10202276 | 10202276
EM16 | 10202277 | NO | M | NO | TRUNKING OUTSIDE ELBOW,HDG 100x50x1.5MM | EA | ZMEC | Ordered | 10202277 | 10202277
IM23 | 10202278 | NO | M | NO | NEEDLE VALVE, 1/4", NPT - M | EA | ZMEC | Ordered | 10202278 | 10202278
MM05 | 10202279 | NO | M | NO | BOLT,NUT,4MMx40MM,W/SPRING/PLAIN WASHER | EA | ZMEC | Ordered | 10202279 | 10202279
MM29 | 10202280 | NO | M | NO | - ALTERNATOR (80 AMP) MITSUBISHI ROSA | EA | ZMEC | Ordered | 10202280 | 10202280
MM07 | 10202281 | NO | M | NO | REDUCER,CON.4"x2",SMLS,ASTM A234,BW,ASME | EA | ZMEC | Ordered | 10202281 | 10202281
MM07 | 10202284 | NO | M | NO | ELBOW, 4", 90 DEG. LR, SMLS,S80,ASTM,BW | EA | ZMEC | Ordered | 10202284 | 10202284
MM07 | 10202285 | NO | M | NO | FLANGE 4", WN,RF,S80,CL300,ASME,ASTM | EA | ZMEC | Ordered | 10202285 | 10202285
MM07 | 10202286 | NO | M | NO | FLANGE,BLIND 4", WN, S80, CL300,RF,ASTM | EA | ZMEC | Ordered | 10202286 | 10202286
MM07 | 10202287 | NO | M | NO | GATE VALVE 4", RF,ASTM A217, CL300, RF | EA | ZMEC | Ordered | 10202287 | 10202287
MM10 | 10202288 | NO | M | NO | 4" GASKET CL300 RF, SPIRAL WOUND, 316L | EA | ZMEC | Ordered | 10202288 | 10202288
MM07 | 10202289 | NO | M | NO | SOCKOLET, 4"x 1", CL6000, SW, ASTM A182 | EA | ZMEC | Ordered | 10202289 | 10202289
MM07 | 10202290 | NO | M | NO | CONC. SWAGE, 2"x1",S160, ASTM A234-WPS | EA | ZMEC | Ordered | 10202290 | 10202290
MM07 | 10202291 | NO | M | NO | CONC. SWAGE, 1"x3/4", S160, ASTM A234-WP | EA | ZMEC | Ordered | 10202291 | 10202291
MM07 | 10202292 | NO | M | NO | REDUCING TEE, 1"x3/4",CL.6000,SW,ASTM | EA | ZMEC | Ordered | 10202292 | 10202292
MM07 | 10202293 | NO | M | NO | ELBOW 1", 90 DEG. CL.6000,SW,ASTM A182 | EA | ZMEC | Ordered | 10202293 | 10202293
MM07 | 10202294 | NO | M | NO | EQUAL TEE 3/4", CL6000, SW, ASME,ASTM | EA | ZMEC | Ordered | 10202294 | 10202294
MM07 | 10202295 | NO | M | NO | FULL COUPLING 3/4", SW, CL.6000, ASTM | EA | ZMEC | Ordered | 10202295 | 10202295
MM07 | 10202296 | NO | M | NO | FULL COUPLING 1", SW,CL.6000,SW,ASTM | EA | ZMEC | Ordered | 10202296 | 10202296
MM07 | 10202297 | NO | M | NO | SPECTACLE BLIND 3/4", CL.300,FF,ASTM | EA | ZMEC | Ordered | 10202297 | 10202297
MM07 | 10202298 | NO | M | NO | FLANGE 1", SW, S160, RF,CL.300,ASTM A182 | EA | ZMEC | Ordered | 10202298 | 10202298
MM07 | 10202299 | NO | M | NO | LIFT CHECK VALVE 1", CL.800,ASTM A182 | EA | ZMEC | Ordered | 10202299 | 10202299
MM07 | 10202300 | NO | M | NO | LIFT CHECK VALVE - 3/4", CL.800,ASTMA182 | EA | ZMEC | Ordered | 10202300 | 10202300
MM10 | 10202301 | NO | M | NO | GASKET,SPIRAL WOUND 1", 316/GRAPHIE | EA | ZMEC | Ordered | 10202301 | 10202301
MM10 | 10202302 | NO | M | NO | GASKET,SPIRAL WOUND 3/4", 316/GRAPHITE | EA | ZMEC | Ordered | 10202302 | 10202302
MM07 | 10202304 | NO | M | NO | GATE VALVE 1", CL.800,ASTM, W/2NIPPLES | EA | ZMEC | Ordered | 10202304 | 10202304
MM07 | 10202305 | NO | M | NO | GATE VALVE 3/4", CL.800, W/2NIPPLES | EA | ZMEC | Ordered | 10202305 | 10202305
MM07 | 10202306 | NO | M | NO | Y-STRAINER 1", SW, RATING:800, 316SS | EA | ZMEC | Ordered | 10202306 | 10202306
MM07 | 10202307 | NO | M | NO | GLOBE VALVE 3/4", CL.800,ASTM A182 GR.F5 | EA | ZMEC | Ordered | 10202307 | 10202307
MM07 | 10202308 | NO | M | NO | CONC. SWAGE, 1"x3/4", ASTM A234 GR.WPB | EA | ZMEC | Ordered | 10202308 | 10202308
MM07 | 10202309 | NO | M | NO | FULL COUPLING 3/4", CL.6000, SW, ASME | EA | ZMEC | Ordered | 10202309 | 10202309
MM07 | 10202310 | NO | M | NO | REDUCING TEE,1"x3/4",CL.6000,SW,ASTMA105 | EA | ZMEC | Ordered | 10202310 | 10202310
MM07 | 10202311 | NO | M | NO | EQUAL TEE 2", SMSL,ASTM,BW,S80,WPB,A234 | EA | ZMEC | Ordered | 10202311 | 10202311
MM07 | 10202312 | NO | M | NO | CONC. SWAGE, 2"x1", S80,ASTM A234 GR.WPB | EA | ZMEC | Ordered | 10202312 | 10202312
MM07 | 10202314 | NO | M | NO | ELBOW 2", 45 DEG. LR,S80,ASTM A234,BW | EA | ZMEC | Ordered | 10202314 | 10202314
MM07 | 10202315 | NO | M | NO | SOCKOLET 2"x3/4",CL.6000,SW,ASTM A105 | EA | ZMEC | Ordered | 10202315 | 10202315
MM07 | 10202316 | NO | M | NO | ELBOW 1/2", 90 DEG. SW,6000#, A105N | EA | ZMEC | Ordered | 10202316 | 10202316
MM10 | 10202319 | NO | M | NO | GASKET,SPIRAL WOUND 1/2", CS, 150LB | EA | ZMEC | Ordered | 10202319 | 10202319
MM07 | 10202324 | NO | M | NO | GATE VALVE 1/2", SW,A105N BODY,CL800 | EA | ZMEC | Ordered | 10202324 | 10202324
MM15 | 10202329 | NO | M | NO | PIPE 1/2", SMLS, S.160, PE, ASTM A106 | M | ZMEC | Ordered | 10202329 | 10202329
MM15 | 10202331 | NO | M | NO | PIPE 4", SMLS,S.80, BE, ASTM A335 GR.P5 | M | ZMEC | Ordered | 10202331 | 10202331
MM15 | 10202332 | NO | M | NO | PIPE 1", SMLS, S.160, PE,ASTM A335 GR.P5 | M | ZMEC | Ordered | 10202332 | 10202332
MM15 | 10202333 | NO | M | NO | PIPE 3/4", SMLS,S.160,PE,ASTM A335 GR.P5 | M | ZMEC | Ordered | 10202333 | 10202333
MM15 | 10202334 | NO | M | NO | PIPE 3/4", SMLS,S.160,PE,ASTM A106,GR.B | M | ZMEC | Ordered | 10202334 | 10202334
MM15 | 10202335 | NO | M | NO | PIPE 1", SMLS,S.80,ASTM A106,PE,GR.B | M | ZMEC | Ordered | 10202335 | 10202335
MM15 | 10202336 | NO | M | NO | PIPE 2", SMLS, S.80,BE,ASTM A106 GR.B | M | ZMEC | Ordered | 10202336 | 10202336
MM07 | 10202337 | NO | M | NO | UNION,SCH40,2INCH,GALVA.STEEL | EA | ZMEC | Ordered | 10202337 | 10202337
MM07 | 10202338 | NO | M | NO | ELBOWE,90°,SCH40,2INCH,GALVA.STEEL | EA | ZMEC | Ordered | 10202338 | 10202338
MM07 | 10202339 | NO | M | NO | TEE,SCH40,2INCH,GALVA.STEEL | EA | ZMEC | Ordered | 10202339 | 10202339
MM07 | 10202340 | NO | M | NO | REDUCER BUSHING,SCH40,2x1 1/4",GAL.STEEL | EA | ZMEC | Ordered | 10202340 | 10202340
MM07 | 10202341 | NO | M | NO | HIX NIPPLE,SCH40,2INCH,GALVA.STEEL | EA | ZMEC | Ordered | 10202341 | 10202341
MM07 | 10202342 | NO | M | NO | END PLUG,SCH40,2INCH,GALVA.STEEL | EA | ZMEC | Ordered | 10202342 | 10202342
MM07 | 10202343 | NO | M | NO | COUPLING,SCH40,2INCH,GALVA.STEEL | EA | ZMEC | Ordered | 10202343 | 10202343
MM29 | 10202344 | NO | M | NO | BALL JOINT, NISSAN PICKUP | EA | ZMEC | Ordered | 10202344 | 10202344
MM29 | 10202345 | NO | M | NO | TIE ROD END ASSY. NISSAN PICKUP | EA | ZMEC | Ordered | 10202345 | 10202345
MM20 | 10202348 | NO | M | NO | FIRE BLANKET, 3 MTR x 3 MTR | EA | ZMEC | Ordered | 10202348 | 10202348
MM07 | 10202349 | NO | M | NO | ORIFICE FLANGE, 3.175MM THK,SS316,117kPa | EA | ZMEC | Ordered | 10202349 | 10202349
MM07 | 10202350 | NO | M | NO | ORIFICE FLANGE, 3.175MM THK,SS316,268kPa | EA | ZMEC | Ordered | 10202350 | 10202350
MM07 | 10202351 | NO | M | NO | DIFFE. PRESSURE GAUGE,0-150mbarg,SS | EA | ZMEC | Ordered | 10202351 | 10202351
MM29 | 10202353 | NO | M | NO | OIL SEAL, HUB. ISUZU TRAILER | EA | ZMEC | Ordered | 10202353 | 10202353
MM29 | 10202354 | NO | M | NO | BEARING, HUB - INNER, ISUZU TRAILER | EA | ZMEC | Ordered | 10202354 | 10202354
MM29 | 10202355 | NO | M | NO | BEARING, HUB - OUTER, ISUZU TRAILER | EA | ZMEC | Ordered | 10202355 | 10202355
MM29 | 10202356 | NO | M | NO | FENDER, ISUZU TRAILER | EA | ZMEC | Ordered | 10202356 | 10202356
MM29 | 10202357 | NO | M | NO | MUD GAURD, ISUZU TRAILER | EA | ZMEC | Ordered | 10202357 | 10202357
MM29 | 10202358 | NO | M | NO | LINK COMPLETE, FRONT UPPER, NISSAN | EA | ZMEC | Ordered | 10202358 | 10202358
MM29 | 10202359 | NO | M | NO | LINK COMPLETE, LOWER, NISSAN NAVARA | EA | ZMEC | Ordered | 10202359 | 10202359
MM29 | 10202360 | NO | M | NO | SHOCK ABSORBER, FRONT, NISSAN NAVARA | EA | ZMEC | Ordered | 10202360 | 10202360
MM29 | 10202361 | NO | M | NO | SOCKET KIT, NISSAN NAVARA | EA | ZMEC | Ordered | 10202361 | 10202361
MM29 | 10202362 | NO | M | NO | BUSHING STABILIZER, NISSAN NAVARA | EA | ZMEC | Ordered | 10202362 | 10202362
MM29 | 10202363 | NO | M | NO | ROD STABILIZER, NISSAN NAVARA | EA | ZMEC | Ordered | 10202363 | 10202363
MM31 | 10202364 | NO | M | NO | FUEL LIFTING PUMP, 4132A014, FORK LIFT | EA | ZMEC | Ordered | 10202364 | 10202364
MM32 | 10202367 | NO | M | NO | BELT, A/C COMPRESSOR, 02117-91023,NISSAN | EA | ZMEC | Ordered | 10202367 | 10202367
MM05 | 10202368 | NO | M | NO | STUD BOLT, 1-1/8"x150MM, W/2 HEX NUTS, | EA | ZMEC | Ordered | 10202368 | 10202368
MM07 | 10202369 | NO | M | NO | STEEL DOOR, W/FRAME,910MMX2130MM, | EA | ZMEC | Ordered | 10202369 | 10202369
MM07 | 10202370 | NO | M | NO | SENSOR MOUNTING PLATE, 2 - 3" PIPE | EA | ZMEC | Ordered | 10202370 | 10202370
MM07 | 10202371 | NO | M | NO | ADAPTER,OSAJ 25, 3/4" NPT M - 1/2" NPT F | EA | ZMEC | Ordered | 10202371 | 10202371
MM07 | 10202373 | NO | M | NO | FLANGE,3/4",SW,CL150 RF,CS,A105N,XS BORE | EA | ZMEC | Ordered | 10202373 | 10202373
MM07 | 10202374 | NO | M | NO | BLIND FLANGE, 3/4",150#,SW,RF,ASME B16.5 | EA | ZMEC | Ordered | 10202374 | 10202374
MM07 | 10202375 | NO | M | NO | EQUAL TEE, 2", S-160, BW, SMLS,B16.9, | EA | ZMEC | Ordered | 10202375 | 10202375
MM07 | 10202377 | NO | M | NO | ECCENTRIC REDUCER,6"x4",S-40,BW,SMLS | EA | ZMEC | Ordered | 10202377 | 10202377
MM07 | 10202378 | NO | M | NO | NIPPLE, 3/4", S-XXS, PE, ASME B36-10 | EA | ZMEC | Ordered | 10202378 | 10202378
MM15 | 10202379 | NO | M | NO | PIPE,3/4",S-XXS,SMLS,PE,ASME B36.10,ASTM | M | ZMEC | Ordered | 10202379 | 10202379
MM07 | 10202380 | NO | M | NO | FLANGE,4",300,S-80, BW,RF,ASME B16-5 | EA | ZMEC | Ordered | 10202380 | 10202380
MM07 | 10202381 | NO | M | NO | FLANGE,2",S-80,300,WN,RF,ASME B16-5,LTCS | EA | ZMEC | Ordered | 10202381 | 10202381
MM07 | 10202382 | NO | M | NO | EQUAL TEE,6",90 DEG.SMLS,BW,NACE,S40 | EA | ZMEC | Ordered | 10202382 | 10202382
MM07 | 10202383 | NO | M | NO | CONCENTRIC SWAGE,2"-S80 X 3/4"-S160,SMLS | EA | ZMEC | Ordered | 10202383 | 10202383
MM07 | 10202384 | NO | M | NO | SOCKOLET, 2" X 0.75",A182-F5-6000 SW | EA | ZMEC | Ordered | 10202384 | 10202384
MM07 | 10202385 | NO | M | NO | ELBOW 2", S160,BW,LR A234-WP5 CL.1 | EA | ZMEC | Ordered | 10202385 | 10202385
MM07 | 10202386 | NO | M | NO | ELBOW 3/4", 90 DEG.CL6000,SW,ASTM A105, | EA | ZMEC | Ordered | 10202386 | 10202386
MM07 | 10202388 | NO | M | NO | EQUAL TEE 2",90 DEG, A234-WP5,S160,BW | EA | ZMEC | Ordered | 10202388 | 10202388
MM15 | 10202389 | NO | M | NO | PIPE 2",SMLS, SCH.160, ASTM A335-P5,BE | M | ZMEC | Ordered | 10202389 | 10202389
MM07 | 10202390 | NO | M | NO | FLANGE 2", WN,A182-F5,300, RF-4,S160, | EA | ZMEC | Ordered | 10202390 | 10202390
MM07 | 10202391 | NO | M | NO | SPECTACLE BLIND 2",ASTM A387,GR.5,300 | EA | ZMEC | Ordered | 10202391 | 10202391
MM21 | 10202397 | NO | M | NO | PLATE, CS, 22 MM x 4FT x 8FT, ASTM 36 | EA | ZMEC | Ordered | 10202397 | 10202397
MM25 | 10202398 | NO | M | NO | BUFFING WHEEL, 4.5" | EA | ZMEC | Ordered | 10202398 | 10202398
MM29 | 10202401 | NO | M | NO | FAN, DYNAMO AC, LEFT SIDE, HIACE | EA | ZMEC | Ordered | 10202401 | 10202401
MM29 | 10202402 | NO | M | NO | FAN, DYNAMO AC, RIGHT SIDE, HIACE | EA | ZMEC | Ordered | 10202402 | 10202402
MM29 | 10202403 | NO | M | NO | REGULATOR INJECTOR PRESSURE,INTERNATIONA | EA | ZMEC | Ordered | 10202403 | 10202403
MM15 | 10202404 | NO | M | NO | PIPE-1/2"XS,NPT,CS,SMLS,A106-B,GALVA | M | ZMEC | Ordered | 10202404 | 10202404
MM07 | 10202405 | NO | M | NO | EQUAL TEE, 1/2" SW, 3000, SS 316L | EA | ZMEC | Ordered | 10202405 | 10202405
MM07 | 10202406 | NO | M | NO | FLANGE,1/2",SW,300, RF, SS, 316 L | EA | ZMEC | Ordered | 10202406 | 10202406
MM07 | 10202407 | NO | M | NO | GLOBE VALVE, 1/2", SW,800 , SS 316L | EA | ZMEC | Ordered | 10202407 | 10202407
MM07 | 10202408 | NO | M | NO | CAP, 1/2", NPT, CL 3000, SS 316 L | EA | ZMEC | Ordered | 10202408 | 10202408
MM07 | 10202409 | NO | M | NO | ELBOW 1/2", 90DEG.SW,3000 SS 316 L | EA | ZMEC | Ordered | 10202409 | 10202409
MM28 | 10202410 | NO | M | NO | ISOLATION VALVE - 1/2",SCH80,CL800,NPT-F | EA | ZMEC | Ordered | 10202410 | 10202410
CM02 | 10202412 | NO | M | NO | ANGLE BAR, L75x75x10MM,THK,CS,ASTM A36, | M | ZMEC | Ordered | 10202412 | 10202412
CM02 | 10202414 | NO | M | NO | CHANNEL, STRUCTURAL, C8x11.5,CS,ASTM A36 | M | ZMEC | Ordered | 10202414 | 10202414
CM02 | 10202415 | NO | M | NO | FLAT BAR, 100x10MM THK, ANSI 1264.1 | M | ZMEC | Ordered | 10202415 | 10202415
MM27 | 10202419 | NO | M | NO | TYRE, 315/80 R22.5, HANKOOK | EA | ZMEC | Ordered | 10202419 | 10202419
MM07 | 10202420 | NO | M | NO | TEE 1/2", SCH.80, GALVANIZED | EA | ZMEC | Ordered | 10202420 | 10202420
MM15 | 10202421 | NO | M | NO | PIPE 1/2", SCH 80, GALVANIZED | M | ZMEC | Ordered | 10202421 | 10202421
MM07 | 10202422 | NO | M | NO | ELBOW 1/2", SCH 80, GALVANIZED | EA | ZMEC | Ordered | 10202422 | 10202422
MM07 | 10202423 | NO | M | NO | CAP, DUMMY 1/2", M - NPT, GI, SCH 80 | EA | ZMEC | Ordered | 10202423 | 10202423
MM29 | 10202424 | NO | M | NO | BATTERY, N40MF-R, HANKOOK | EA | ZMEC | Ordered | 10202424 | 10202424
MM29 | 10202425 | NO | M | NO | ALTERNATOR, A/C ENGINE, TATA BUS | EA | ZMEC | Ordered | 10202425 | 10202425
MM29 | 10202426 | NO | M | NO | CONTROL PANEL, A/C ENGINE, TATA BUS | EA | ZMEC | Ordered | 10202426 | 10202426
MM05 | 10202427 | NO | M | NO | WIRE NAIL, 2.5" | PAC | ZMEC | Ordered | 10202427 | 10202427
MM28 | 10202429 | NO | M | NO | ISOLATION VALVE,W/TRAP STATION,1/2",3000 | EA | ZMEC | Ordered | 10202429 | 10202429
MM07 | 10202430 | NO | M | NO | INVERTED BUCKET STEAM STRAP, IB-16A-7 | EA | ZMEC | Ordered | 10202430 | 10202430
MM31 | 10202431 | NO | M | NO | WATER SEPARATOR, WELDING GENERATOR | EA | ZMEC | Ordered | 10202431 | 10202431
MM31 | 10202432 | NO | M | NO | WATER SEPARATOR, TATA BUS | EA | ZMEC | Ordered | 10202432 | 10202432
MM31 | 10202433 | NO | M | NO | FUEL FILTER, MAIN ENGINE, TATA BUS | EA | ZMEC | Ordered | 10202433 | 10202433
MM25 | 10202434 | NO | M | NO | CABINET TOOL BOX, SS, H900 X W600 X D250 | EA | ZMEC | Ordered | 10202434 | 10202434
MM20 | 10202435 | NO | M | NO | UNIFORM - WHITE SHIRT & BLACK PANT | SET | ZMEC | Ordered | 10202435 | 10202435
MM05 | 10202436 | NO | M | NO | BOLT,M12X50 MM ASTM A307 GALV,W/2 NUTS | EA | ZMEC | Ordered | 10202436 | 10202436
MM07 | 10202437 | NO | M | NO | COUPLING 3", SCH 40, GALVANIZED | EA | ZMEC | Ordered | 10202437 | 10202437
MM07 | 10202438 | NO | M | NO | UNION 3", SCH 40, GALVANIZED, | EA | ZMEC | Ordered | 10202438 | 10202438
MM29 | 10202441 | NO | M | NO | FRONT WHEEL BEARING, (L-R)(INNER & OUTER | EA | ZMEC | Ordered | 10202441 | 10202441
MM29 | 10202442 | NO | M | NO | FRONT & REAR SEAL (L-R), NISSAN PICKUP | EA | ZMEC | Ordered | 10202442 | 10202442
MM29 | 10202443 | NO | M | NO | GEAR BOX KIT, TOYOTA COASTER | EA | ZMEC | Ordered | 10202443 | 10202443
MM29 | 10202445 | NO | M | NO | CLUTCH DISC, TOYOTA COASTER | EA | ZMEC | Ordered | 10202445 | 10202445
MM29 | 10202446 | NO | M | NO | RELEASE BEARING, TOYOTA COASTER | EA | ZMEC | Ordered | 10202446 | 10202446
MM29 | 10202447 | NO | M | NO | CLUTCH PLATE, TOYOTA COASTER | EA | ZMEC | Ordered | 10202447 | 10202447
MM27 | 10202451 | NO | M | NO | TYRE, 12R16.5, TUBELESS | EA | ZMEC | Ordered | 10202451 | 10202451
MM27 | 10202452 | NO | M | NO | TYRE - SOLID, 8.25 R15, SOLID | EA | ZMEC | Ordered | 10202452 | 10202452
MM27 | 10202453 | NO | M | NO | TYRE, 295/80-R22.5, HANKOOK | EA | ZMEC | Ordered | 10202453 | 10202453
MM07 | 10202454 | NO | M | NO | HDG LOCK MECHANISM FOR DRIVE GATE | EA | ZMEC | Ordered | 10202454 | 10202454
MM07 | 10202455 | NO | M | NO | HDG LOCK MECHANISM FOR PERSONNEL GATE | EA | ZMEC | Ordered | 10202455 | 10202455
MM07 | 10202456 | NO | M | NO | HDG DROP ROD FOR DRIVE GATE | EA | ZMEC | Ordered | 10202456 | 10202456
MM07 | 10202457 | NO | M | NO | HDG DROP ROD FOR PERSONNEL GATE | EA | ZMEC | Ordered | 10202457 | 10202457
MM29 | 10202458 | NO | M | NO | ALTERNATOR, MAIN ENGINE, ASHOK LEYLAND | EA | ZMEC | Ordered | 10202458 | 10202458
MM15 | 10202460 | NO | M | NO | PIPE - 3", ERW SCH 40, GPE, 6 M LONG | EA | ZMEC | Ordered | 10202460 | 10202460
MM15 | 10202461 | NO | M | NO | PIPE - 2", ERW, SCH 40, GPE 2", 6 M LONG | EA | ZMEC | Ordered | 10202461 | 10202461
MM15 | 10202462 | NO | M | NO | PIPE - 1-1/2", ERW SCH 40, GPE, 6 M LONG | EA | ZMEC | Ordered | 10202462 | 10202462
MM15 | 10202463 | NO | M | NO | PIPE - 1", ERW SCH 40,GPE, 6 M LONG | EA | ZMEC | Ordered | NO | NO
MM07 | 10202464 | NO | M | NO | ELBOW - 3", CL 150 Galv. Malleable Iron | EA | ZMEC | Ordered | 10202464 | 10202464
MM07 | 10202465 | NO | M | NO | ELBOW - 2",90 DEG CL150 Galv.MALLEABLE | EA | ZMEC | Ordered | 10202465 | 10202465
MM07 | 10202466 | NO | M | NO | ELBOW - 1-1/2",90 DEG,CL150 Galv. | EA | ZMEC | Ordered | 10202466 | 10202466
MM07 | 10202467 | NO | M | NO | ELBOW - 1", 90 DEG CL 150 Galv. MALLEABL | EA | ZMEC | Ordered | 10202467 | 10202467
MM07 | 10202468 | NO | M | NO | EQUAL TEE - 3", CL 150 Galv. MALLEABLE | EA | ZMEC | Ordered | 10202468 | 10202468
MM07 | 10202469 | NO | M | NO | EQUAL TEE - 2", CL 150 Galv. MALLEABLE | EA | ZMEC | Ordered | 10202469 | 10202469
MM07 | 10202470 | NO | M | NO | EQUAL TEE - 1-1/2", CL 150 Galv. MALLEAB | EA | ZMEC | Ordered | 10202470 | 10202470
MM07 | 10202471 | NO | M | NO | TEE 1" X 1", M.I. GALV, ASTM A197, SCRD, | EA | ZMEC | Ordered | 10202471 | 10202471
MM07 | 10202472 | NO | M | NO | NIPPLE - 3", HEX CL 150 Galv.MALLEABLE | EA | ZMEC | Ordered | 10202472 | 10202472
MM07 | 10202473 | NO | M | NO | NIPPLE - 2", HEX CL 150 Galv. MALLEABLE | EA | ZMEC | Ordered | 10202473 | 10202473
MM07 | 10202474 | NO | M | NO | NIPPLE - 1-1/2", HEX CL 150 Galv. | EA | ZMEC | Ordered | 10202474 | 10202474
MM07 | 10202475 | NO | M | NO | NIPPLE HEX - 1", CL 150 Galv.MALLEABLE | EA | ZMEC | Ordered | 10202475 | 10202475
MM07 | 10202476 | NO | M | NO | UNION 3", CL 150 Galv. MALLEABLE IRON | EA | ZMEC | Ordered | 10202476 | 10202476
MM07 | 10202477 | NO | M | NO | UNION 2", CL 150 Galv. MALLEABLE IRON | EA | ZMEC | Ordered | 10202477 | 10202477
MM07 | 10202478 | NO | M | NO | UNION 1-1/2",CL 150 Galv. Malleable Iron | EA | ZMEC | Ordered | 10202478 | 10202478
MM07 | 10202479 | NO | M | NO | UNION 1", CL 150 Galv. Malleable Iron | EA | ZMEC | Ordered | 10202479 | 10202479
MM07 | 10202480 | NO | M | NO | COUPLING 3", CL 150 Galv. Malleable Iron | EA | ZMEC | Ordered | NO | NO
MM07 | 10202481 | NO | M | NO | COUPLING 2", CL 150 Galv. Malleable Iron | EA | ZMEC | Ordered | 10202481 | 10202481
MM07 | 10202482 | NO | M | NO | COUPLING 1-1/2", CL 150 Galv. MALLEABLE | EA | ZMEC | Ordered | 10202482 | 10202482
MM07 | 10202483 | NO | M | NO | COUPLING 1", CL 150 Galv. Malleable | EA | ZMEC | Ordered | 10202483 | 10202483
MM29 | 10202490 | NO | M | NO | BRAKE DRUM, FOR WASTE WATER TANKER | EA | ZMEC | Ordered | 10202490 | 10202490
MM29 | 10202491 | NO | M | NO | WHEEL HUB, FOR WASTE WATER TANKER | EA | ZMEC | Ordered | 10202491 | 10202491
MM29 | 10202492 | NO | M | NO | BEARING HUB-OUTER, WASTE WATER TANKER | EA | ZMEC | Ordered | 10202492 | 10202492
MM29 | 10202493 | NO | M | NO | BEARING HUB-INNER, WASTE WATER TANKER | EA | ZMEC | Ordered | 10202493 | 10202493
MM29 | 10202494 | NO | M | NO | OIL SEAL - OUTER, WASTE WATER TANKER | EA | ZMEC | Ordered | 10202494 | 10202494
MM29 | 10202495 | NO | M | NO | OIL SEAL - INNER, WASTE WATER TANKER | EA | ZMEC | Ordered | 10202495 | 10202495
MM29 | 10202496 | NO | M | NO | STUD W/NUT, WASTE WATER TANKER | EA | ZMEC | Ordered | 10202496 | 10202496
MM29 | 10202497 | NO | M | NO | BRAKE LINING- SET, WASTE WATER TANKER | EA | ZMEC | Ordered | 10202497 | 10202497
MM29 | 10202498 | NO | M | NO | SPLINDED PIN, WASTE WATER TANKER | EA | ZMEC | Ordered | 10202498 | 10202498
MM05 | 10202499 | NO | M | NO | DRILL BIT, 5 MM, SS | EA | ZMEC | Ordered | 10202499 | 10202499
MM05 | 10202500 | NO | M | NO | DRILL BIT, 5.5 MM, SS | EA | ZMEC | Ordered | 10202500 | 10202500
MM24 | 10202501 | NO | M | NO | HAND TAP, M4, (SET OF 3 PCS) | EA | ZMEC | Ordered | 10202501 | 10202501
MM24 | 10202502 | NO | M | NO | HAND TAP, M5, (SET OF 3 PCS) | EA | ZMEC | Ordered | 10202502 | 10202502
MM05 | 10202504 | NO | M | NO | WOOD CUTTING DISC - 7" | EA | ZMEC | Ordered | 10202504 | 10202504
CM08 | 10202505 | NO | M | NO | FENCE WITH LINE POST, SCECO TYPE V, | LM | ZMEC | Ordered | 10202505 | 10202505
CM08 | 10202506 | NO | M | NO | CORNER/STRAINING POST (2 WAY FITTINGS) | EA | ZMEC | Ordered | 10202506 | 10202506
CM08 | 10202507 | NO | M | NO | END POST, (ONE WAY FITTING) 73mm OD, S40 | EA | ZMEC | Ordered | 10202507 | 10202507
CM08 | 10202508 | NO | M | NO | END POST, FITTINGS ONLY, ONE WAY FITTING | EA | ZMEC | Ordered | 10202508 | 10202508
MM05 | 10202509 | NO | M | NO | GATE SINGLE LEAF, BOLTED, GALVANIZED | EA | ZMEC | Ordered | 10202509 | 10202509
MM05 | 10202510 | NO | M | NO | CROSS BRACKET, 50 x 50 x 6mm, GALVANIZED | EA | ZMEC | Ordered | 10202510 | 10202510
MM05 | 10202511 | NO | M | NO | CONCERTINA BARBED TAP, 730mm dia MBBT | RL | ZMEC | Ordered | 10202511 | 10202511
MM05 | 10202512 | NO | M | NO | TENSION WIRE,M 4.5mm DIA, GALVANIZED | LM | ZMEC | Ordered | 10202512 | 10202512
CM02 | 10202520 | NO | M | NO | FLAT BAR, SIZE: 40x10mm, LENGTH: 6M | M | ZMEC | Ordered | 10202520 | 10202520
EM30 | 10202523 | NO | M | NO | UNISTRUCT CHNL B/B PLAIN, 41x41x2.5mm,3M | EA | ZMEC | Ordered | 10202523 | 10202523
CM02 | 10202524 | NO | M | NO | ANGLE BAR, SIZE:50x50x2.5mm, LENGTH: 3M | M | ZMEC | Ordered | 10202524 | 10202524
MM05 | 10202526 | NO | M | NO | STUD BOLT, 5/8"x3.5", GR.B16/A194, 2 NUT | EA | ZMEC | Ordered | 10202526 | 10202526
MM05 | 10202527 | NO | M | NO | STUD BOLT, 3/4"x4.5", GR.B16/A194, 2 NUT | EA | ZMEC | Ordered | 10202527 | 10202527
MM07 | 10202528 | NO | M | NO | NIPPLE 3/4" x 150 MM, S160,ASTM A335 GR. | EA | ZMEC | Ordered | 10202528 | 10202528
CM02 | 10202529 | NO | M | NO | ANGLE BAR, 40 X 40 X 5MM, 6 MTR LONG | M | ZMEC | Ordered | 10202529 | 10202529
MM27 | 10202537 | NO | M | NO | TRY CYCLE - TYRE | EA | ZMEC | Ordered | 10202537 | 10202537
MM26 | 10202538 | NO | M | NO | TRY CYCLE -TUBE | EA | ZMEC | Ordered | 10202538 | 10202538
MM05 | 10202540 | NO | M | NO | BREAK SET, TRICYCLE | EA | ZMEC | Ordered | 10202540 | 10202540
MM05 | 10202541 | NO | M | NO | LEATHER SEAT, TRICYCLE | EA | ZMEC | Ordered | 10202541 | 10202541
MM05 | 10202542 | NO | M | NO | BREAK CLUTCH WIRE LOCK NUT, TRICYCLE | EA | ZMEC | Ordered | 10202542 | 10202542
MM29 | 10202543 | NO | M | NO | LEAF SPRING ASSY. (SPRING PLATE) ISUZU | SET | ZMEC | Ordered | 10202543 | 10202543
MM21 | 10202550 | NO | M | NO | CHECKERED PLATE, 6MM THICK, | EA | ZMEC | Ordered | 10202550 | 10202550
MM07 | 10202553 | NO | M | NO | GRATING, STEEL, 25 x175 x 6MM, | M | ZMEC | Ordered | 10202553 | 10202553
MM07 | 10202554 | NO | M | NO | ANGLE BAR, ASTM A36, 80 X 80 X 8MM THICK | M | ZMEC | Ordered | 10202554 | 10202554
MM07 | 10202555 | NO | M | NO | FLAT BAR, ASTM A36, 30MM X 5 MM THICK | M | ZMEC | Ordered | 10202555 | 10202555
MM21 | 10202556 | NO | M | NO | PLATE CS, 15MM THICK,ASTM A36/A36M,6 MTR | EA | ZMEC | Ordered | 10202556 | 10202556
MM27 | 10202567 | NO | M | NO | TYRE, 18/80/12.50 | EA | ZMEC | Ordered | 10202567 | 10202567
EM04 | 10202568 | NO | M | NO | BATTERY, N100 MF | EA | ZMEC | Ordered | 10202568 | 10202568
IM07 | 10202569 | NO | M | NO | TUBE, SS316/316L, 1/4" (DUAL CERTIFIED) | M | ZMEC | Ordered | 10202569 | 10202569
IM07 | 10202570 | NO | M | NO | MOUNTING PLATE SS316, 3MM THK | EA | ZMEC | Ordered | 10202570 | 10202570
MM31 | 10202571 | NO | M | NO | RESISTOR FOR A/C FAN - ISUZU -EXR | EA | ZMEC | Ordered | 10202571 | 10202571
MM31 | 10202573 | NO | M | NO | MOTOR FAN ASSY FOR A/C -ISUZU -EXR | EA | ZMEC | Ordered | 10202573 | 10202573
MM07 | 10202574 | NO | M | NO | VARIABLE FLOW METER, AISI 316 0.48-7 BAR | EA | ZMEC | Ordered | 10202574 | 10202574
MM07 | 10202575 | NO | M | NO | DIFFERENTIAL PRESSURE GAUGE, 0.48-7 BAR | EA | ZMEC | Ordered | 10202575 | 10202575
MM07 | 10202576 | NO | M | NO | RESTRICTION ORIFICE PLATE, 3/4" 150 PSI | EA | ZMEC | Ordered | 10202576 | 10202576
MM10 | 10202577 | NO | M | NO | GASKET,SPIRAL WOUND 3/4",150#,SS316 | EA | ZMEC | Ordered | 10202577 | 10202577
MM28 | 10202578 | NO | M | NO | CHECK VALVE - 800# SW API 602,ASTM A105N | EA | ZMEC | Ordered | 10202578 | 10202578
MM07 | 10202579 | NO | M | NO | NIPPLE, 3/4" X 120 MM, SCH.160,PE,GR.B | EA | ZMEC | Ordered | 10202579 | 10202579
MM07 | 10202580 | NO | M | NO | NIPPLE, 3/4" X 120 MM, SCH.160,PLAIN NPT | EA | ZMEC | Ordered | 10202580 | 10202580
MM15 | 10202582 | NO | M | NO | PIPE, 4" SMLS,SCH.80,ASTM A106 GR.B,BE, | M | ZMEC | Ordered | 10202582 | 10202582
MM15 | 10202583 | NO | M | NO | PIPE, CPVC, 3/4", SCH.80 | M | ZMEC | Ordered | 10202583 | 10202583
MM15 | 10202584 | NO | M | NO | PIPE, CPVC, 1/2", SCH.80 | M | ZMEC | Ordered | 10202584 | 10202584
MM28 | 10202585 | NO | M | NO | GATE VALVE, 8",CL150,RF,CS,ASTM A216-WCB | EA | ZMEC | Ordered | 10202585 | 10202585
MM28 | 10202586 | NO | M | NO | GLOBE VALVE, 8", CL.150 RF.CS ASTM A 216 | EA | ZMEC | Ordered | 10202586 | 10202586
MM05 | 10202587 | NO | M | NO | BOLT,5/8"x85MM,A193-B7/A194-2H,ASME B1.1 | EA | ZMEC | Ordered | 10202587 | 10202587
MM10 | 10202588 | NO | M | NO | GASKET 18",S/WOUND,SS304 WINDING,CL150RF | EA | ZMEC | Ordered | 10202588 | 10202588
MM10 | 10202590 | NO | M | NO | GASKET 2",S/WOUND,SS304,CL150 RF, ASME | EA | ZMEC | Ordered | 10202590 | 10202590
MM10 | 10202591 | NO | M | NO | GASKET 6", S/WOUND, SS304, CL150 RF,ASME | EA | ZMEC | Ordered | 10202591 | 10202591
MM07 | 10202596 | NO | M | NO | NIPPLE 3/4",SMLS,S.80,PE,ASME,B36.10M | EA | ZMEC | Ordered | 10202596 | 10202596
MM07 | 10202597 | NO | M | NO | NIPPLE 3/4" x 75MM,SMLS,S.80,ASME B36.10 | EA | ZMEC | Ordered | 10202597 | 10202597
MM15 | 10202598 | NO | M | NO | PIPE 6", S.10S,SMLS,BE,312-TP304/TP304L | M | ZMEC | Ordered | 10202598 | 10202598
MM07 | 10202599 | NO | M | NO | OLET, 18" x 3/4", CL3000,SW,S-STDXS-80 | EA | ZMEC | Ordered | 10202599 | 10202599
MM28 | 10202600 | NO | M | NO | GATE VALVE 3/4",CL800,API 602,SW,TR.#8 | EA | ZMEC | Ordered | 10202600 | 10202600
MM07 | 10202601 | NO | M | NO | OLET, 18" x 2",BW S-STDXS-80,A105 MSS SP | EA | ZMEC | Ordered | 10202601 | 10202601
MM07 | 10202602 | NO | M | NO | OLET, 18" x 6", BW S-STDXS-40, A105 MSS | EA | ZMEC | Ordered | 10202602 | 10202602
MM05 | 10202605 | NO | M | NO | STUD BOLTS:7/8” DIA x 4-1/2”CL.150 ALLOY | EA | ZMEC | Ordered | 10202605 | 10202605
MM05 | 10202606 | NO | M | NO | STUD BOLTS:3/4” DIA x 4-1/2”CL.150 ALLOY | EA | ZMEC | Ordered | 10202606 | 10202606
MM05 | 10202608 | NO | M | NO | STUD BOLTS:5/8” DIA x 3-1/2”CL.150 ALLOY | EA | ZMEC | Ordered | 10202608 | 10202608
MM07 | 10202621 | NO | M | NO | EQUAL TEE 3/4",90DEG. SMLS A182 CL6000 | EA | ZMEC | Ordered | 10202621 | 10202621
MM07 | 10202622 | NO | M | NO | FLANGE, 2-1/2", GI STEEL-150 NPT | EA | ZMEC | Ordered | 10202622 | 10202622
MM07 | 10202623 | NO | M | NO | GASKET RUBBER, FLANGE, 2-1/2" | EA | ZMEC | Ordered | 10202623 | 10202623
MM07 | 10202624 | NO | M | NO | NUT-BOLT-WASHER-16X80-STEEL | EA | ZMEC | Ordered | 10202624 | 10202624
MM07 | 10202625 | NO | M | NO | MOTOR, COMPRESSOR,220V, 3PH, 4KW | EA | ZMEC | Ordered | 10202625 | 10202625
MM07 | 10202626 | NO | M | NO | FLOW METER 20 GPM | EA | ZMEC | Ordered | 10202626 | 10202626
MM07 | 10202627 | NO | M | NO | V. COUPLING 1 1/2" | EA | ZMEC | Ordered | 10202627 | 10202627
MM07 | 10202628 | NO | M | NO | TEST VALVE 1/4" | EA | ZMEC | Ordered | 10202628 | 10202628
MM07 | 10202629 | NO | M | NO | TEST VALVE 1/2" | EA | ZMEC | Ordered | 10202629 | 10202629
MM07 | 10202630 | NO | M | NO | INJECTION VALVE NORMAL | EA | ZMEC | Ordered | 10202630 | 10202630
MM05 | 10202634 | NO | M | NO | BOLT, SS, 5 MM x 25 MM LONG WITH NUT | EA | ZMEC | Ordered | 10202634 | 10202634
MM03 | 10202635 | NO | M | NO | UNIFORM,DRIVER,KHAKI PANT&CREAM SHIRT | SET | ZMEC | Ordered | 10202635 | 10202635
MM03 | 10202636 | NO | M | NO | UNIFORM,SECURITY,BLACK PANT,GRAY SHIRT | SET | ZMEC | Ordered | 10202636 | 10202636
MM03 | 10202637 | NO | M | NO | Maintenance Crew Uniform JHAH | SET | ZMEC | Ordered | 10202637 | 10202637
MM26 | 10202638 | NO | M | NO | PLUG,OSCG,OSSP-H-1/2"NPTSS,SS316, | EA | ZMEC | Ordered | NO | NO
MM07 | 10202640 | NO | M | NO | MOUNTING BRACKET AS PER DWG | EA | ZMEC | Ordered | 10202640 | 10202640
MM17 | 10202641 | NO | M | NO | PUMP,20-23L/MIN,1/6HP,3L,50HZ,220VAC | EA | ZMEC | Ordered | 10202641 | 10202641
MM29 | 10202642 | NO | M | NO | GROSSLY ROPE 11, CRANE, XCMG | SET | ZMEC | Ordered | 10202642 | 10202642
MM29 | 10202643 | NO | M | NO | GROSSLY ROPE PULLEY , CRANE , XCMG | SET | ZMEC | Ordered | 10202643 | 10202643
MM29 | 10202644 | NO | M | NO | GROSSLY ROPE PULLEY BEARING, CRANE,XCMG | SET | ZMEC | Ordered | 10202644 | 10202644
MM29 | 10202645 | NO | M | NO | BRACKET ,CRANE, XCMG | SET | ZMEC | Ordered | 10202645 | 10202645
MM29 | 10202646 | NO | M | NO | SLIDER, CRANE, XCMG | SET | ZMEC | Ordered | 10202646 | 10202646
MM29 | 10202647 | NO | M | NO | HOOK FOR ROPE, CRANE, XCMG | SET | ZMEC | Ordered | 10202647 | 10202647
MM29 | 10202648 | NO | M | NO | LOCK SPRING, NUT, BOLT, CRANE, XCMG | SET | ZMEC | Ordered | 10202648 | 10202648
AM07 | 10202649 | NO | M | NO | CARTRIDGE,MULTIGAS VAPOR,MODEL-6006,3M | EA | ZMEC | Ordered | 10202649 | 10202649
MM28 | 10202652 | NO | M | NO | GATE VALVE, 2" VA216-WCB, CL300 API600 | EA | ZMEC | Ordered | 10202652 | 10202652
MM28 | 10202653 | NO | M | NO | GATE VALVE, 2" VA216-WCB, CL150 API600 | EA | ZMEC | Ordered | 10202653 | 10202653
MM15 | 10202671 | NO | M | NO | PIPE,10",CS,BE,A106B,SCH40,SMLS,B36.10 | EA | ZMEC | Ordered | 10202671 | 10202671
MM15 | 10202672 | NO | M | NO | PIPE,1-1/2",A106B,SMLS,B36.10M,SCH80,NPT | EA | ZMEC | Ordered | 10202672 | 10202672
MM07 | 10202673 | NO | M | NO | FLANGE,2",NPT,A105,CL150,CS,B16.5,RF,GAL | EA | ZMEC | Ordered | 10202673 | 10202673
MM07 | 10202674 | NO | M | NO | ELBOW, 2",90DEG,A105,CL3000,B16.11,NPT | EA | ZMEC | Ordered | 10202674 | 10202674
MM07 | 10202675 | NO | M | NO | COUPLING,2",A105,CL3000,B16.11,NPT, GALV | EA | ZMEC | Ordered | 10202675 | 10202675
MM07 | 10202676 | NO | M | NO | NIPPLE,SWAGE,1-1/2"x1-1/4",SMLS,S80,NPT | EA | ZMEC | Ordered | 10202676 | 10202676
MM07 | 10202677 | NO | M | NO | REDUCINGTEE1-1/2"x3/4",CL3000,B16.11,NPT | EA | ZMEC | Ordered | 10202677 | 10202677
MM07 | 10202678 | NO | M | NO | ELBOW,1-1/2",90DEG,A105,3000,B16.11,NPT | EA | ZMEC | Ordered | 10202678 | 10202678
MM07 | 10202679 | NO | M | NO | UNION,1-1/2",A105,CL3000,B16.11,NPT | EA | ZMEC | Ordered | 10202679 | 10202679
MM07 | 10202680 | NO | M | NO | NIPPLE-3/4" XS,TBE,CS,SMLS,A106-B,GALVAN | EA | ZMEC | Ordered | 10202680 | 10202680
MM28 | 10202681 | NO | M | NO | VALVE,GATE,1-1/2",B62 CL150,SP-80,NPT | EA | ZMEC | Ordered | 10202681 | 10202681
MM28 | 10202682 | NO | M | NO | VALVE,GATE,3/4",B62 CL150,SP-80,NPT | EA | ZMEC | Ordered | 10202682 | 10202682
MM21 | 10202684 | NO | M | NO | SHEET, CS, 1.5M x 6M x 6MM THK | EA | ZMEC | Ordered | 10202684 | 10202684
MM27 | 10202687 | NO | M | NO | TYRE - 7.50R16, LT HANKOOK, KOREA | EA | ZMEC | Ordered | 10202687 | 10202687
MM30 | 10202688 | NO | M | NO | WELDING MASK W/HELMET, SCREW TYPE | EA | ZMEC | Ordered | 10202688 | 10202688
MM15 | 10202690 | NO | M | NO | PIPE - 32", CS API 5L-B PSL1,S.STD,SAW, | M | ZMEC | Ordered | 10202690 | 10202690
MM07 | 10202691 | NO | M | NO | FLANGE - 32", HUB-TYPE SLIP-ON, FF ,ASTM | EA | ZMEC | Ordered | 10202691 | 10202691
MM07 | 10202692 | NO | M | NO | BLIND FLANGE - 32", FF ,ASTM A105, GALVA | EA | ZMEC | Ordered | 10202692 | 10202692
MM10 | 10202693 | NO | M | NO | GASKET - 32", FULL FACE AWWA C207,CL-E | EA | ZMEC | Ordered | 10202693 | 10202693
MM07 | 10202694 | NO | M | NO | FLANGE - 10", WN FF CS ASTM A105 SCH-40 | EA | ZMEC | Ordered | 10202694 | 10202694
MM07 | 10202695 | NO | M | NO | BLIND FLANGE - 10",FF CS ASTM A105,CL150 | EA | ZMEC | Ordered | 10202695 | 10202695
MM10 | 10202696 | NO | M | NO | GASKET - 10", FF,CS ASTM A105 ASME,CL150 | EA | ZMEC | Ordered | 10202696 | 10202696
MM07 | 10202698 | NO | M | NO | ELBOW- 6", 180DEG ASTM A234 WPB SMLS ASM | EA | ZMEC | Ordered | 10202698 | 10202698
MM05 | 10202699 | NO | M | NO | STUD BOLT - 1.5" x 255MM,ASTM A193-B7 | EA | ZMEC | Ordered | 10202699 | 10202699
MM05 | 10202700 | NO | M | NO | STUD BOLT - 7/8" x 115MM, ASTM A193-B7 | EA | ZMEC | Ordered | 10202700 | 10202700
MM05 | 10202701 | NO | M | NO | SCAFFOLDING CASTER WHEEL, 8" | EA | ZMEC | Ordered | 10202701 | 10202701
MM29 | 10202703 | NO | M | NO | STARTER RELAY ASSY- HINO, 28300-1261 | EA | ZMEC | Ordered | 10202703 | 10202703
MM29 | 10202704 | NO | M | NO | SWITCH SUB STARTER - HINO, 84520-1080 | EA | ZMEC | Ordered | 10202704 | 10202704
MM27 | 10202707 | NO | M | NO | TYRE - 7.50R16, MAXXIS | EA | ZMEC | Ordered | 10202707 | 10202707
MM26 | 10202708 | NO | M | NO | ANGLE BAR, 50 x 50 x 4MM x 6 MTR | EA | ZMEC | Ordered | 10202708 | 10202708
MM07 | 10202712 | NO | M | NO | FLANGE 2”,CS,WNRF,CL150,A105,S-80,B16.5 | EA | ZMEC | Ordered | 10202712 | 10202712
MM07 | 10202713 | NO | M | NO | FLANGE,2”,WNRF,CL300,A105,S80,B16.5 | EA | ZMEC | Ordered | 10202713 | 10202713
MM07 | 10202715 | NO | M | NO | ELBOW 2"- 45 DEG.CL 3000,GALV. NPT, ASME | EA | ZMEC | Ordered | 10202715 | 10202715
MM07 | 10202716 | NO | M | NO | FULL COUPLING-1-1/2",CL3000,ASME,NPT,GAL | EA | ZMEC | Ordered | 10202716 | 10202716
MM07 | 10202718 | NO | M | NO | STRAIGHT NIPPLE 3/4"x75MM,S80,SMLS,GAL | EA | ZMEC | Ordered | 10202718 | 10202718
MM07 | 10202719 | NO | M | NO | GATE VALVE 1-1/2",CL800,A105N,THRD(NPT) | EA | ZMEC | Ordered | 10202719 | 10202719
MM07 | 10202720 | NO | M | NO | GATE VALVE 3/4",CL300 NPT TRIM BRONZE | EA | ZMEC | Ordered | 10202720 | 10202720
MM15 | 10202721 | NO | M | NO | PIPE 3", SMLS,S40,BE,ASTM A106 GR.B,HDG | M | ZMEC | Ordered | 10202721 | 10202721
MM07 | 10202722 | NO | M | NO | TEE 3x3",S40,BW, SMLS, ASTM A234 GR, HDG | EA | ZMEC | Ordered | 10202722 | 10202722
MM07 | 10202723 | NO | M | NO | CON. SWAGE 3X2", SCH 40 X SCH XS,HDG | EA | ZMEC | Ordered | NO | NO
MM07 | 10202724 | NO | M | NO | THREAD OLET 3X2", CL3000, A105,HDG, NPT | EA | ZMEC | Ordered | NO | NO
MM07 | 10202725 | NO | M | NO | THREAD OLET 3X3/4",CL3000, A105,NPT,HDG | EA | ZMEC | Ordered | NO | NO
MM07 | 10202726 | NO | M | NO | FLANGE 3",WN, RF, CL150, A105, HDG,S40 | EA | ZMEC | Ordered | 10202726 | 10202726
MM05 | 10202728 | NO | M | NO | STUD BOLT 5/8" x 115mm,A193-B7; W/ 2 NUT | EA | ZMEC | Ordered | 10202728 | 10202728
MM07 | 10202729 | NO | M | NO | GATE VALVE 2", CL800;A105N,API602;API598 | EA | ZMEC | Ordered | 10202729 | 10202729
MM07 | 10202730 | NO | M | NO | PLUG 3/4",A105, ASME B16.11,NPT,RND HEAD | EA | ZMEC | Ordered | 10202730 | 10202730
MM07 | 10202731 | NO | M | NO | CONC. SWAGE NIPPLE 1-1/2" X 1-1/4", GAL | EA | ZMEC | Ordered | 10202731 | 10202731
MM13 | 10202734 | NO | M | NO | GREASE - MP2 | DR | ZMEC | Ordered | 10202734 | 10202734
MM13 | 10202735 | NO | M | NO | GEAR - OIL - SAE 90 | DR | ZMEC | Ordered | 10202735 | 10202735
MM15 | 10202741 | NO | M | NO | ANGLE BAR, 75MMx75MMx6MMx6 MTR | EA | ZMEC | Ordered | 10202741 | 10202741
MM07 | 10202742 | NO | M | NO | FENCE MATERIAL,15.8M x 10.8M,W/GATE | LOT | ZMEC | Ordered | 10202742 | 10202742
MM07 | 10202743 | NO | M | NO | UNION 2", A105 CL3000 MSS SP-83 NPT,GALV | EA | ZMEC | Ordered | 10202743 | 10202743
MM07 | 10202744 | NO | M | NO | STRAIGHT TEE 2", ASTM A105, CL 3000,GALV | EA | ZMEC | Ordered | 10202744 | 10202744
MM07 | 10202745 | NO | M | NO | GATE VALVE 2", B62,CL150 NPT TRIM BRONZE | EA | ZMEC | Ordered | 10202745 | 10202745
MM07 | 10202746 | NO | M | NO | PLUG-3/4"NPT,CS,ASTM A105N,RND HEAD,GALV | EA | ZMEC | Ordered | 10202746 | 10202746
MM07 | 10202747 | NO | M | NO | BLIND FLANGE 2",CS,CL150,A105,RF,GALV | EA | ZMEC | Ordered | 10202747 | 10202747
MM07 | 10202748 | NO | M | NO | UNION 1-1/2", A105, 2000 LB,NPT,GALV | EA | ZMEC | Ordered | 10202748 | 10202748
AM07 | 10202750 | NO | M | NO | REFLECTIVE TAPE 2", SAFETY TRAFIC SIGN | EA | ZMEC | Ordered | 10202750 | 10202750
MM27 | 10202752 | NO | M | NO | TYRE - 15/825, FOR FORKLIFT | EA | ZMEC | Ordered | 10202752 | 10202752
MM07 | 10202756 | NO | M | NO | FLANGE, 1/2", CS, WNRF, ASTM A105, CL150 | EA | ZMEC | Ordered | 10202756 | 10202756
MM07 | 10202762 | NO | M | NO | ELBOW 10", 45 DEG. CS,S40,SMLS,ASTM A234 | EA | ZMEC | Ordered | 10202762 | 10202762
MM05 | 10202763 | NO | M | NO | ANCHOR BOLT, M25.4x380 MM, W/NUT&WASHER | EA | ZMEC | Ordered | 10202763 | 10202763
MM05 | 10202764 | NO | M | NO | ANCHOR BOLT, M20x755 MM, W/NUT&WASHER | EA | ZMEC | Ordered | 10202764 | 10202764
MM27 | 10202770 | NO | M | NO | TYRE, 195 R 15, MAXXIX (TUBE LESS) | EA | ZMEC | Ordered | 10202770 | 10202770
MM30 | 10202771 | NO | M | NO | STARTER MOTOR, 12V, MILLER WELDING M/C | EA | ZMEC | Ordered | 10202771 | 10202771
MM30 | 10202772 | NO | M | NO | SWITCH, SHUT OFF SOLENOID, MILLER | EA | ZMEC | Ordered | 10202772 | 10202772
MM29 | 10202773 | NO | M | NO | CLUTCH DISC, TATA BUS, MODEL - 1316 | EA | ZMEC | Ordered | 10202773 | 10202773
MM29 | 10202774 | NO | M | NO | CLUTCH PLATE, TATA BUS, MODEL - 1316 | EA | ZMEC | Ordered | 10202774 | 10202774
MM29 | 10202776 | NO | M | NO | OIL SEAL,FRONT GEAR BOX,TATA,MODEL- 1316 | EA | ZMEC | Ordered | 10202776 | 10202776
MM29 | 10202777 | NO | M | NO | OIL FILTER, MAIN-ENG, TATA BUS | EA | ZMEC | Ordered | 10202777 | 10202777
MM05 | 10202778 | NO | M | NO | SS U-BOLT, 4" x 8 MM, W/NUT & WASHER | EA | ZMEC | Ordered | 10202778 | 10202778
MM05 | 10202779 | NO | M | NO | SS U-BOLT, 3" x 8 MM, W/NUT & WASHER | EA | ZMEC | Ordered | 10202779 | 10202779
MM20 | 10202782 | NO | M | NO | LATEX GLOVES,FREE POWDER | PAA | ZMEC | Ordered | 10202782 | 10202782
MM20 | 10202783 | NO | M | NO | VENTILATION BARRIER (POCKET MASK) | EA | ZMEC | Ordered | 10202783 | 10202783
MM20 | 10202784 | NO | M | NO | GAUZE PADS | BOX | ZMEC | Ordered | 10202784 | 10202784
MM20 | 10202785 | NO | M | NO | DRESSING BANDAGES | EA | ZMEC | Ordered | 10202785 | 10202785
MM20 | 10202786 | NO | M | NO | ROLLER BANDAGES | EA | ZMEC | Ordered | 10202786 | 10202786
MM20 | 10202787 | X | M | NO | TRIANGLE BANDAGES | EA | ZMEC | Ordered | NO | NO
MM05 | 10202788 | NO | M | NO | BOLTS,HS,M22X90MM LNG,70MM TRD, HDG, | EA | ZMEC | Ordered | 10202788 | 10202788
MM05 | 10202789 | NO | M | NO | BOLTS,HS,M20X70MM LONG,60MM TRD, HDG | EA | ZMEC | Ordered | 10202789 | 10202789
MM05 | 10202790 | NO | M | NO | BOLTS,HS,M20X80MM LONG,70MM TRD, HDG | EA | ZMEC | Ordered | 10202790 | 10202790
MM05 | 10202791 | NO | M | NO | BOLTS,HS,M16X70MM LONG,60MM TRD, HDG | EA | ZMEC | Ordered | 10202791 | 10202791
MM28 | 10202795 | NO | M | NO | GATE VALVE 2", CL150,A216-WCB,RF,API600 | EA | ZMEC | Ordered | 10202795 | 10202795
MM05 | 10202798 | NO | M | NO | TRIA. WIRE VENEER ANCHOR,103-C,127MM LNG | EA | ZMEC | Ordered | 10202798 | 10202798
MM17 | 10202807 | NO | M | NO | FILTERS SET, (OIL,FUEL & AIR) SKY PUMP | EA | ZMEC | Ordered | 10202807 | 10202807
MM29 | 10202808 | NO | M | NO | ALTERNATOR, 12V, TOYOTA FORKLIFT - 5 TON | EA | ZMEC | Ordered | 10202808 | 10202808
CM02 | 10202812 | NO | M | NO | ANGLE BAR, 40 X 40 X 3MM, 6 MTR LONG | M | ZMEC | Ordered | 10202812 | 10202812
MM15 | 10202814 | NO | M | NO | PIPE 14", S30,CS,SMLS,BE,ASTMA106‐B,ASME | M | ZMEC | Ordered | 10202814 | 10202814
MM15 | 10202815 | NO | M | NO | PIPE 8",S40,CS,SMLS,BE,ASTM A106‐B, ASME | M | ZMEC | Ordered | 10202815 | 10202815
MM07 | 10202817 | NO | M | NO | SOCKOLET,14" X 3/4" CL3000,CS,ASTM A105 | EA | ZMEC | Ordered | 10202817 | 10202817
MM07 | 10202818 | NO | M | NO | SOCKOLET,8" X3/4" CL3000,CS,SW,ASTM A105 | EA | ZMEC | Ordered | 10202818 | 10202818
MM07 | 10202819 | NO | M | NO | WELDOLET,8" X 3",S40xS40,CS,BE,ASTM A105 | EA | ZMEC | Ordered | 10202819 | 10202819
MM07 | 10202820 | NO | M | NO | REDUCER,14"X10",S30xS40,SMLS,BE,ASTM, | EA | ZMEC | Ordered | 10202820 | 10202820
MM07 | 10202821 | NO | M | NO | REDUCER,14"x8", S30xS40,SMLS,BE,ASTM | EA | ZMEC | Ordered | 10202821 | 10202821
MM07 | 10202822 | NO | M | NO | ELBOW,14"S30,90DEG,CS,SMLS,BE,LNG RADIUS | EA | ZMEC | Ordered | 10202822 | 10202822
MM07 | 10202823 | NO | M | NO | FLANGE,14",CL. 150/SCH. 30,CS,RF,WN,ASTM | EA | ZMEC | Ordered | 10202823 | 10202823
MM07 | 10202824 | NO | M | NO | FLANGE 10",CL.150,CS,WN,RF,A105,STD BORE | EA | ZMEC | Ordered | 10202824 | 10202824
MM07 | 10202825 | NO | M | NO | FLANGE 8",CL.300,S40,RF,WN,ASTM A105, | EA | ZMEC | Ordered | 10202825 | 10202825
MM07 | 10202827 | NO | M | NO | FLANGE 8",CL.150,RF,WN,A105,STD BORE | EA | ZMEC | Ordered | 10202827 | 10202827
MM07 | 10202828 | NO | M | NO | FLANGE 3",CL300,S40,RF,WN,A105,B16.5 | EA | ZMEC | Ordered | 10202828 | 10202828
MM05 | 10202834 | NO | M | NO | STUD BOLTS 1"x135MM LNG,W/2NUT,ASTM A193 | EA | ZMEC | Ordered | 10202834 | 10202834
MM05 | 10202835 | NO | M | NO | STUD BOLTS, 7/8 "x160MM,W/2NUTS,ASTMA193 | EA | ZMEC | Ordered | 10202835 | 10202835
MM05 | 10202838 | NO | M | NO | STUD BOLTS, 3/4"x110 MM,W/2NUTS,ASTMA193 | EA | ZMEC | Ordered | 10202838 | 10202838
MM05 | 10202840 | NO | M | NO | STUD BOLTS,3/4"x155 MM,W/2NUTS,ASTM A193 | EA | ZMEC | Ordered | 10202840 | 10202840
MM07 | 10202841 | NO | M | NO | GATE VALVE, 3",CL.300,RF,ASTM A216‐WCB, | EA | ZMEC | Ordered | 10202841 | 10202841
MM07 | 10202842 | NO | M | NO | GATE VALVE, 3/4",CL. 800,ASTM A105, API | EA | ZMEC | Ordered | 10202842 | 10202842
MM07 | 10202843 | NO | M | NO | GATE VALVE, 3/4" CL.800,ASTM A105, API | EA | ZMEC | Ordered | 10202843 | 10202843
MM29 | 10202845 | NO | M | NO | WIPER ARM, LH, TATA BUS | EA | ZMEC | Ordered | 10202845 | 10202845
MM29 | 10202848 | NO | M | NO | A/C RELAY BOARD POWER PACK, LEYLAND BUS | EA | ZMEC | Ordered | 10202848 | 10202848
MM29 | 10202849 | NO | M | NO | MECHANICAL SEAL, 50 MM, CERAMIC | EA | ZMEC | Ordered | 10202849 | 10202849
MM07 | 10202850 | NO | M | NO | PULLY SPA 100-2 1610 | EA | ZMEC | Ordered | 10202850 | 10202850
MM07 | 10202851 | NO | M | NO | TAPER BUSH 2012x42 MM BORE, DEWATERING | EA | ZMEC | Ordered | 10202851 | 10202851
MM07 | 10202852 | NO | M | NO | OIL SEAL 50*65*10, FOR DEWATERING PUMP | EA | ZMEC | Ordered | 10202852 | 10202852
MM07 | 10202853 | NO | M | NO | MILLER VACCUM BLADES W/GROVE,DEWATERING | EA | ZMEC | Ordered | 10202853 | 10202853
MM07 | 10202854 | NO | M | NO | BELT A42, FOR DEWATERING PUMP -WAWA | EA | ZMEC | Ordered | 10202854 | 10202854
MM07 | 10202855 | NO | M | NO | FLOAT ROD STEM ASSY. FOR DEWATERING PUMP | EA | ZMEC | Ordered | 10202855 | 10202855
MM07 | 10202856 | NO | M | NO | NYLON FULKARM, FOR DEWATERING PUMP-WAWA | EA | ZMEC | Ordered | 10202856 | 10202856
MM07 | 10202857 | NO | M | NO | PU FLOAT, FOR DEWATERING PUMP-WAWA | EA | ZMEC | Ordered | 10202857 | 10202857
MM07 | 10202858 | NO | M | NO | FLOAT PIN & WASHER, FOR DEWATERING PUMP | EA | ZMEC | Ordered | 10202858 | 10202858
MM25 | 10202861 | NO | M | NO | HOLE SAW CARBRIDE TIPPED, SS, 20MM | EA | ZMEC | Ordered | 10202861 | 10202861
MM25 | 10202862 | NO | M | NO | HOLE SAW CARBRIDE TIPPED,SS,25MM | EA | ZMEC | Ordered | 10202862 | 10202862
MM29 | 10202868 | NO | M | NO | A/C COMPRESSOR, NISSAN-NAVARA | EA | ZMEC | Ordered | 10202868 | 10202868
MM29 | 10202869 | NO | M | NO | MILLAR PRIMING TANK TOP PLATE W/TEE ASSY | EA | ZMEC | Ordered | 10202869 | 10202869
MM10 | 10202870 | NO | M | NO | PRINING TANK GASKET, WAWA DEWATERING PUM | EA | ZMEC | Ordered | 10202870 | 10202870
MM07 | 10202871 | NO | M | NO | MILLAR VACUUM PULLEY, WAWA DEWATERING | EA | ZMEC | Ordered | 10202871 | 10202871
MM07 | 10202872 | NO | M | NO | TAPER LOCK BUSH FOR VACUUM PULLEY | EA | ZMEC | Ordered | 10202872 | 10202872
MM07 | 10202873 | NO | M | NO | VACUUM GAUGE WITH GLISCRIN, WAWA DEWATER | EA | ZMEC | Ordered | 10202873 | 10202873
MM07 | 10202874 | NO | M | NO | KING NIPPLE, 1/4", WAWA DEWATERING PUMP | EA | ZMEC | Ordered | 10202874 | 10202874
MM31 | 10202875 | NO | M | NO | FUEL FILTER, DEWATERING PUMP | EA | ZMEC | Ordered | 10202875 | 10202875
MM31 | 10202876 | NO | M | NO | OIL FILTER, DEWATERING PUMP | EA | ZMEC | Ordered | 10202876 | 10202876
MM15 | 10202877 | NO | M | NO | PIPE 6" SS, SCH 80,SMLS,ASTM A312,TP316L | M | ZMEC | Ordered | 10202877 | 10202877
MM30 | 10202879 | NO | M | NO | FILLER WIRE, ER310H, SIZE : 2.4mm | KG | ZMEC | Ordered | 10202879 | 10202879
MM30 | 10202881 | NO | M | NO | ELECTRODE, E310H-15, SIZE : 3.2mm | KG | ZMEC | Ordered | 10202881 | 10202881
MM30 | 10202882 | NO | M | NO | FILLER WIRE, ERNiCr-3, SIZE : 2.4mm | KG | ZMEC | Ordered | 10202882 | 10202882
MM30 | 10202883 | NO | M | NO | ELECTRODE, ENiCrFe-2, SIZE : 2.5mm | KG | ZMEC | Ordered | 10202883 | 10202883
MM21 | 10202885 | NO | M | NO | CS PLATE, 6 MTR x 1.5 MTR, 6MM THICK | EA | ZMEC | Ordered | 10202885 | 10202885
MM21 | 10202886 | NO | M | NO | CS PLATE, 6 MTR x 2.5 MTR, 3MM THICK | EA | ZMEC | Ordered | 10202886 | 10202886
CM02 | 10202888 | NO | M | NO | EQUAL ANGLE,L3X3X1/4 ASTM A36/A36M,6 MTR | EA | ZMEC | Ordered | 10202888 | 10202888
CM02 | 10202889 | NO | M | NO | EQUAL ANGLE,L2.5 X2.5X1/4 ASTM A36/A36M | EA | ZMEC | Ordered | 10202889 | 10202889
CM02 | 10202890 | NO | M | NO | EQUAL ANGLE,L3X3X3/8 ASTM A36/A36 M, 6M | EA | ZMEC | Ordered | 10202890 | 10202890
MM07 | 10202891 | NO | M | NO | GRATING BAR: 1MX6M, CS ASTM A36,HDG,32MM | EA | ZMEC | Ordered | 10202891 | 10202891
MM21 | 10202892 | NO | M | NO | PLATE CS,16MM THK,ASTM A36/A36M,1.2x2.4M | EA | ZMEC | Ordered | 10202892 | 10202892
MM21 | 10202893 | NO | M | NO | CS PLATE,12MM THK,ASTM A36/A36M,1.2x2.4M | EA | ZMEC | Ordered | 10202893 | 10202893
MM21 | 10202894 | NO | M | NO | CS PLATE,20MM THK,ASTM A36/A36M,1.2x2.4M | EA | ZMEC | Ordered | 10202894 | 10202894
MM15 | 10202896 | NO | M | NO | PIPE 1-1/2”, S40,ASTM A53 GRADE B, | M | ZMEC | Ordered | 10202896 | 10202896
MM21 | 10202897 | NO | M | NO | PLATE,6 MM,ASTM A36/A36M (1.2 M X2.4M) | EA | ZMEC | Ordered | 10202897 | 10202897
CM02 | 10202898 | NO | M | NO | EQUAL ANGLE,L2 X 2 X 1/4 ASTM A36/A36M | EA | ZMEC | Ordered | 10202898 | 10202898
MM05 | 10202901 | NO | M | NO | BOLT,M12 X 32 MM,HEAVY NUTS ASTM A307/A | EA | ZMEC | Ordered | 10202901 | 10202901
MM05 | 10202902 | NO | M | NO | BOLT,M20 X 54MM,HEAVY NUTS,ASTM A307/A30 | EA | ZMEC | Ordered | 10202902 | 10202902
MM05 | 10202903 | NO | M | NO | BOLT,M16 X 54MM,HEAVY NUT,ASTM A307/A307 | EA | ZMEC | Ordered | 10202903 | 10202903
MM05 | 10202904 | NO | M | NO | WASHER FOR M20 BOLTS ASTM F-436/F 436 M | EA | ZMEC | Ordered | 10202904 | 10202904
MM05 | 10202905 | NO | M | NO | WASHER FOR M16 BOLTS ASTM F-436/F -436 | EA | ZMEC | Ordered | 10202905 | 10202905
MM05 | 10202906 | NO | M | NO | WASHER FOR M12 BOLTS ASTM F-436/F436 M | EA | ZMEC | Ordered | 10202906 | 10202906
MM05 | 10202907 | NO | M | NO | M20 HILTI HIT RE-500 W/ HIT-V/HAS RODS | EA | ZMEC | Ordered | NO | NO
MM05 | 10202908 | NO | M | NO | 1/2” HILTI HIT HY200 with HAS R316 Rods, | EA | ZMEC | Ordered | NO | NO
MM05 | 10202909 | NO | M | NO | 5/8” HILTI HIT HY200 with HAS R316 Rods, | EA | ZMEC | Ordered | NO | NO
CM02 | 10202910 | NO | M | NO | ROUND BAR, 10 MM,ASTM A36/A3M,6 MTR LONG | EA | ZMEC | Ordered | 10202910 | 10202910
MM21 | 10202911 | NO | M | NO | CS PLATE, 6 MTR x 1.5 MTR, 3MM THICK | EA | ZMEC | Ordered | 10202911 | 10202911
MM05 | 10202912 | NO | M | NO | STUD BOLT, 3/4"x110MM,W/2HEX NUTS,ASTM | EA | ZMEC | Ordered | 10202912 | 10202912
MM05 | 10202913 | NO | M | NO | STUD BOLT, 3/4"x130MM,W/2 NUTS,ASTM A193 | EA | ZMEC | Ordered | 10202913 | 10202913
MM05 | 10202914 | NO | M | NO | STUD BOLT, 3/4"x105MM,W/2NUTS,ASTM A193 | EA | ZMEC | Ordered | 10202914 | 10202914
MM05 | 10202915 | NO | M | NO | STUD BOLT, 3/4"x180MM,W/2 NUTS,ASTM A193 | EA | ZMEC | Ordered | 10202915 | 10202915
MM05 | 10202916 | NO | M | NO | STUD BOLT, 1/2"x 75MM,W/2 NUTS,ASTM A193 | EA | ZMEC | Ordered | 10202916 | 10202916
MM05 | 10202917 | NO | M | NO | STUD BOLT, 1/2"x 85MM,W/2NUTS, ASTM A193 | EA | ZMEC | Ordered | 10202917 | 10202917
MM05 | 10202918 | NO | M | NO | STUD BOLT, 7/8"x 125MM,W/2 BOLTS,ASTM | EA | ZMEC | Ordered | 10202918 | 10202918
MM05 | 10202919 | NO | M | NO | STUD BOLT, 7/8"x 145 MM,W/2 NUTS, ASTM | EA | ZMEC | Ordered | 10202919 | 10202919
MM05 | 10202920 | NO | M | NO | STUD BOLT, 1"x 140 MM.,W/2 NUTS, ASTM A | EA | ZMEC | Ordered | 10202920 | 10202920
MM05 | 10202921 | NO | M | NO | STUD BOLT, 1"x 230 MM,W/2 NUTS, ASTM | EA | ZMEC | Ordered | 10202921 | 10202921
MM07 | 10202922 | NO | M | NO | ELBOW, 8",90 DEG.LR,STD,BE,CS,ASTM A234 | EA | ZMEC | Ordered | 10202922 | 10202922
MM07 | 10202923 | NO | M | NO | ELBOW, 8",45 DEG. LR,STD,BE,CS,ASTM,A234 | EA | ZMEC | Ordered | 10202923 | 10202923
MM07 | 10202924 | NO | M | NO | ELBOW,3/4",90 DEG.CL3000,NPT,CS,ASTM,GAL | EA | ZMEC | Ordered | 10202924 | 10202924
MM07 | 10202925 | NO | M | NO | ELBOW,3/4",90 DEG.CL3000,NPT,CS,GALVANIZ | EA | ZMEC | Ordered | 10202925 | 10202925
MM07 | 10202926 | NO | M | NO | ELBOW,1-1/2",90 DEG.CL3000,NPT,CS,GALVAN | EA | ZMEC | Ordered | 10202926 | 10202926
MM07 | 10202927 | NO | M | NO | ELBOW,1-1/2",45 DEG.CL3000,NPT,CS,GALVAN | EA | ZMEC | Ordered | 10202927 | 10202927
MM07 | 10202928 | NO | M | NO | ELBOW,1",90 DEG.CL3000,NPT,CS,A105,GALVA | EA | ZMEC | Ordered | 10202928 | 10202928
MM07 | 10202929 | NO | M | NO | ELBOW,14",90DEG.LR,STD,BE,CS,ASTM16.9 | EA | ZMEC | Ordered | 10202929 | 10202929
MM07 | 10202930 | NO | M | NO | ELBOW,10",45 DEG. LR,STD,BE,CS,ASTM16.9 | EA | ZMEC | Ordered | 10202930 | 10202930
MM07 | 10202931 | NO | M | NO | ELBOW,6",90 DEG.LR,STD,BE,CS,ASTM 16.9 | EA | ZMEC | Ordered | 10202931 | 10202931
MM07 | 10202932 | NO | M | NO | ELBOW,2",90 DEG.LR,STD,BE,CS,ASTM 16.9 | EA | ZMEC | Ordered | 10202932 | 10202932
MM07 | 10202933 | NO | M | NO | REDUCER 8"x4",ECC,STD,BE,CS,ASTM A234-WP | EA | ZMEC | Ordered | 10202933 | 10202933
MM07 | 10202934 | NO | M | NO | SWAGE CONC, 2"x3/4",XS-XS,BLE TSE,CS,MSS | EA | ZMEC | Ordered | 10202934 | 10202934
MM07 | 10202935 | NO | M | NO | REDUCER ECC,8"x6",STD,BE,CS,ASTM A234WPB | EA | ZMEC | Ordered | 10202935 | 10202935
MM07 | 10202936 | NO | M | NO | SWAGE CONC,1-1/2"x1",XS-XS,TBE,CS,GALVAN | EA | ZMEC | Ordered | 10202936 | 10202936
MM07 | 10202937 | NO | M | NO | SWAGE CONC,1-1/2"x1/2",XS-XS,TBE,CS,GALV | EA | ZMEC | Ordered | 10202937 | 10202937
MM07 | 10202938 | NO | M | NO | SWAGE CONC,1"x1/2",XS-XS,TBE,CS,ASTM,GAL | EA | ZMEC | Ordered | 10202938 | 10202938
MM07 | 10202939 | NO | M | NO | SWAGE CONC,1-1/2"x3/4",XS-XS,TBE,CS,GALV | EA | ZMEC | Ordered | 10202939 | 10202939
MM07 | 10202940 | NO | M | NO | REDUCER ECC,10"x6",STD,BE,CS,ASTM A234 | EA | ZMEC | Ordered | 10202940 | 10202940
MM07 | 10202941 | NO | M | NO | SWAGE CONC,2"x1",XS-XS,BLE,TSE,CS,SP-95 | EA | ZMEC | Ordered | 10202941 | 10202941
MM07 | 10202942 | NO | M | NO | FLANGE 14", WN,CL150,RF,CS,ASTM,STD BORE | EA | ZMEC | Ordered | 10202942 | 10202942
MM07 | 10202943 | NO | M | NO | FLANGE 14",SLIP ON,CL150,RF,CS,ASTM A105 | EA | ZMEC | Ordered | 10202943 | 10202943
MM07 | 10202944 | NO | M | NO | FLANGE 10",SLIP ON,CL150,RF,CS,ASTM A105 | EA | ZMEC | Ordered | 10202944 | 10202944
MM07 | 10202945 | NO | M | NO | FLANGE 8",SLIP ON,CL150,RF,CS,ASTM,A105N | EA | ZMEC | Ordered | 10202945 | 10202945
MM10 | 10202946 | NO | M | NO | 8" GASKET CL150 RF, SPIRAL WOUND, 316L | EA | ZMEC | Ordered | 10202946 | 10202946
MM10 | 10202947 | NO | M | NO | 4" GASKET CL150 RF, SPIRAL WOUND, 316L | EA | ZMEC | Ordered | 10202947 | 10202947
MM10 | 10202948 | NO | M | NO | 2" GASKET CL150 RF, SPIRAL WOUND, 316L | EA | ZMEC | Ordered | 10202948 | 10202948
MM10 | 10202949 | NO | M | NO | 3/4" GASKET CL150 RF, SPIRAL WOUND, 316L | EA | ZMEC | Ordered | 10202949 | 10202949
MM10 | 10202950 | NO | M | NO | 1" GASKET CL150 RF, SPIRAL WOUND, 316L | EA | ZMEC | Ordered | 10202950 | 10202950
MM10 | 10202951 | NO | M | NO | 1" GASKET CL150 RF,ARAMID W/NITRILE BIND | EA | ZMEC | Ordered | 10202951 | 10202951
MM10 | 10202952 | NO | M | NO | 1-1/2" GASKET CL150 RF,ARAMID W/NITRILE | EA | ZMEC | Ordered | 10202952 | 10202952
MM10 | 10202953 | NO | M | NO | 10" GASKET CL150 RF, SPIRAL WOUND, 316L | EA | ZMEC | Ordered | 10202953 | 10202953
MM10 | 10202954 | NO | M | NO | 6" GASKET CL150 RF, SPIRAL WOUND, 316L | EA | ZMEC | Ordered | 10202954 | 10202954
MM07 | 10202955 | NO | M | NO | 1"COUPLING,CL3000,NPT,CS,ASTM A105,GALV | EA | ZMEC | Ordered | 10202955 | 10202955
MM07 | 10202956 | NO | M | NO | 1-1/2"COUPLING,CL3000,NPT,CS,A105,GALV | EA | ZMEC | Ordered | 10202956 | 10202956
MM07 | 10202957 | NO | M | NO | 3/4"NIPPLE XS,TBE,CS,SMLS,A106-B,GALV | EA | ZMEC | Ordered | 10202957 | 10202957
MM07 | 10202958 | NO | M | NO | 1"NIPPLE XS,TBE,CS,SMLS,ASTM A106-B,GALV | EA | ZMEC | Ordered | 10202958 | 10202958
MM07 | 10202959 | NO | M | NO | 8"x3/4" THREADOLET,CL3000,NPT,CS,A105N | EA | ZMEC | Ordered | 10202959 | 10202959
MM07 | 10202960 | NO | M | NO | FLANGE 4",SLIP ON,CL150,RF,CS,ASTM,A105N | EA | ZMEC | Ordered | 10202960 | 10202960
MM07 | 10202961 | NO | M | NO | 8"x1"THREADOLET,CL3000,NPT,CS,ASTM A105N | EA | ZMEC | Ordered | 10202961 | 10202961
MM07 | 10202962 | NO | M | NO | FLANGE,3/4",NPT,CL150,RF,CS,A105N,GALVA | EA | ZMEC | Ordered | 10202962 | 10202962
MM07 | 10202963 | NO | M | NO | FLANGE,6",CL150,RF,CS,ASTM,A105N,SLIP ON | EA | ZMEC | Ordered | 10202963 | 10202963
MM07 | 10202964 | NO | M | NO | 10"x3/4"THREADOLET,CL3000,NPT,CS, A105N | EA | ZMEC | Ordered | 10202964 | 10202964
MM07 | 10202965 | NO | M | NO | FLANGE,1",NPT,CL150,RF,CS,STD BORE,GALVA | EA | ZMEC | Ordered | 10202965 | 10202965
MM07 | 10202966 | NO | M | NO | 14"x3/4"THREADOLET,CL3000,NPT,CS,A105N | EA | ZMEC | Ordered | 10202966 | 10202966
MM07 | 10202967 | NO | M | NO | 3/4" PLUG,NPT,CS,A105N,ROUND HEAD,GALV | EA | ZMEC | Ordered | 10202967 | 10202967
MM07 | 10202968 | NO | M | NO | FLANGE,1",NPT,CL150,RF,CS,ASTM,A105N,GAL | EA | ZMEC | Ordered | 10202968 | 10202968
MM10 | 10202969 | NO | M | NO | 8" SPECTACLE BLIND,CL150,RF,CS,ASTM A516 | EA | ZMEC | Ordered | 10202969 | 10202969
MM07 | 10202970 | NO | M | NO | FLANGE,1-1/2",NPT,CL150,RF,CS,A105N,GALV | EA | ZMEC | Ordered | 10202970 | 10202970
MM10 | 10202971 | NO | M | NO | 10"SPECTACLE BLIND,CL150,RF,CS,ASTM A516 | EA | ZMEC | Ordered | 10202971 | 10202971
MM07 | 10202973 | NO | M | NO | REGULATOR (BATTERY CHARGER) SKY PUMP | EA | ZMEC | Ordered | 10202973 | 10202973
MM28 | 10202974 | NO | M | NO | GATE VALVE 8",CL150,RF,CS,A216-WCB,API#8 | EA | ZMEC | Ordered | 10202974 | 10202974
MM28 | 10202975 | NO | M | NO | GLOBE VALVE 4",CL150,RF,CS,API #8TRIM BB | EA | ZMEC | Ordered | 10202975 | 10202975
MM28 | 10202976 | NO | M | NO | GATE VALVE 3/4",CL800,NPT,CS,A105,API#8 | EA | ZMEC | Ordered | 10202976 | 10202976
MM28 | 10202977 | NO | M | NO | CHECK VALVE 8",CL150,RF,CS,API#8TRIM,BC, | EA | ZMEC | Ordered | 10202977 | 10202977
MM28 | 10202978 | NO | M | NO | BUTTERFLY VALVE 8",150,RF,CS A216-WCB,GO | EA | ZMEC | Ordered | 10202978 | 10202978
MM28 | 10202979 | NO | M | NO | GATE VALVE 1/2",CL300,NPT,BRNZ,MSS SP-80 | EA | ZMEC | Ordered | 10202979 | 10202979
MM28 | 10202980 | NO | M | NO | GATE VALVE 4",CL150,RF,CS,A216-WCB,BB | EA | ZMEC | Ordered | 10202980 | 10202980
MM28 | 10202981 | NO | M | NO | GATE VALVE 14",CL150,RF,CS,API#8 TRIM,BB | EA | ZMEC | Ordered | 10202981 | 10202981
MM28 | 10202982 | NO | M | NO | CHECK VALVE 14",CL150,RF,CS API #8TRIM, | EA | ZMEC | Ordered | 10202982 | 10202982
MM28 | 10202983 | NO | M | NO | GATE VALVE 10"CL 150, RF, CS BODY A216- | EA | ZMEC | Ordered | 10202983 | 10202983
MM28 | 10202984 | NO | M | NO | GLOBE VALVE 6",CL150, RF, CS,A216-WCB,GO | EA | ZMEC | Ordered | 10202984 | 10202984
MM28 | 10202985 | NO | M | NO | CHECK VALVE 10",CL150, RF, CS BODY,API#8 | EA | ZMEC | Ordered | 10202985 | 10202985
MM28 | 10202986 | NO | M | NO | BUTTERFLY 14",150RF,CS BODY A216-WCB,316 | EA | ZMEC | Ordered | 10202986 | 10202986
MM28 | 10202988 | NO | M | NO | GATE VALVE 1",CL300,NPT,BRONZE BODY B62 | EA | ZMEC | Ordered | 10202988 | 10202988
MM28 | 10202989 | NO | M | NO | GATE VALVE 1",CL150,FNPT,BRONZE BODY | EA | ZMEC | Ordered | 10202989 | 10202989
MM15 | 10202990 | NO | M | NO | PIPE,3/4",XS,NPT,CS,SMLS,ASTM A106-B,GAL | M | ZMEC | Ordered | 10202990 | 10202990
MM15 | 10202991 | NO | M | NO | PIPE,1-1/2",XS,NPT,CS SMLS,ASTM,GALVANIZ | M | ZMEC | Ordered | 10202991 | 10202991
MM15 | 10202992 | NO | M | NO | PIPE,14",STD,BE,CS,SMLS,ASTM,A106-B, | M | ZMEC | Ordered | 10202992 | 10202992
MM15 | 10202993 | NO | M | NO | PIPE,1",XS,NPT,CS,SMLS,ASTM A106-B,GALVA | M | ZMEC | Ordered | 10202993 | 10202993
MM15 | 10202994 | NO | M | NO | PIPE,2", XS NPT,CS,SMLS,ASTM A106-B,GALV | M | ZMEC | Ordered | 10202994 | 10202994
MM07 | 10202995 | NO | M | NO | TEE,14"x14", STD,BE,CS,ASTM A234-WPB-S, | EA | ZMEC | Ordered | 10202995 | 10202995
MM07 | 10202996 | NO | M | NO | RED TEE,14"x10",STD-STD,BE,CS,ASTM A234- | EA | ZMEC | Ordered | 10202996 | 10202996
MM07 | 10202997 | NO | M | NO | TEE,10"x10", STD,BE,CS,ASTM A234-WPB-S, | EA | ZMEC | Ordered | 10202997 | 10202997
MM07 | 10202998 | NO | M | NO | TEE,8"x8",STD,BE,CS,ASTM A234-WPB-S,ASME | EA | ZMEC | Ordered | 10202998 | 10202998
MM07 | 10202999 | NO | M | NO | TEE,1"x1",CL3000,NPT,CS,ASTM A105,GALVAN | EA | ZMEC | Ordered | 10202999 | 10202999
MM07 | 10203000 | NO | M | NO | RED TEE,1"x3/4", CL3000,NPT,CS,ASTM,GALV | EA | ZMEC | Ordered | 10203000 | 10203000
MM07 | 10203001 | NO | M | NO | RED TEE, 1"x1/2",CL3000 NPT,CS,ASTM,GALV | EA | ZMEC | Ordered | 10203001 | 10203001
MM07 | 10203002 | NO | M | NO | TEE,1-1/2"x 1-1/2", CL3000 NPT,CS,GALVAN | EA | ZMEC | Ordered | 10203002 | 10203002
MM07 | 10203003 | NO | M | NO | RED TEE,1-1/2"x1",CL3000 NPT,CS,ASTM,GAL | EA | ZMEC | Ordered | 10203003 | 10203003
MM07 | 10203004 | NO | M | NO | RED TEE,1-1/2"x3/4", CL3000 NPT,CS,GALVA | EA | ZMEC | Ordered | 10203004 | 10203004
MM25 | 10203006 | NO | M | NO | 22MM DIA x 50MM LG, MAGNETIC DRILL BIT | EA | ZMEC | Ordered | 10203006 | 10203006
MM21 | 10203011 | NO | M | NO | SS SHEET, 12MM x 2M x 6M, 316 GRADE | EA | ZMEC | Ordered | 10203011 | 10203011
MM21 | 10203012 | NO | M | NO | CHECKERED PLATE, 12MM THK, 1.2 X 2.4 MTR | EA | ZMEC | Ordered | NO | NO
MM07 | 10203013 | NO | M | NO | GRATING,SERATTED,60MM THICK 6MX1M,4.8MM | EA | ZMEC | Ordered | 10203013 | 10203013
MM07 | 10203029 | NO | M | NO | FLAP DISC, 4.5", (FOR 4.5"BABY GRINDER) | EA | ZMEC | Ordered | 10203029 | 10203029
MM07 | 10203030 | NO | M | NO | CUP BRUSH, 4.5" (FOR 4.5" BABY GRINDER) | EA | ZMEC | Ordered | 10203030 | 10203030
MM05 | 10203036 | NO | M | NO | BOLT,M10x55MM,W/2NUTS &WASHERS,ASTM A193 | EA | ZMEC | Ordered | 10203036 | 10203036
MM05 | 10203037 | NO | M | NO | BOLT,M20x90MM,W/2NUTS &WASHER,ASTM A193 | EA | ZMEC | Ordered | 10203037 | 10203037
MM21 | 10203038 | NO | M | NO | SS PLATE,6 MM THK, ASTM,A240,TP310 | EA | ZMEC | Ordered | 10203038 | 10203038
MM21 | 10203039 | NO | M | NO | SS PLATE, 12MM THK,ASTM,A240,310 GRADE | EA | ZMEC | Ordered | 10203039 | 10203039
MM21 | 10203041 | NO | M | NO | SS PLATE, 3MM THK,ASTM A240 TP310 SS | EA | ZMEC | Ordered | 10203041 | 10203041
MM21 | 10203042 | NO | M | NO | SS PLATES, 20 GAUGE THK,ASTM A240 TP310 | EA | ZMEC | Ordered | 10203042 | 10203042
MM21 | 10203044 | NO | M | NO | SS PLATE,8MM THk,ASTM A240 TP310 | EA | ZMEC | Ordered | 10203044 | 10203044
MM21 | 10203045 | NO | M | NO | SS PLATE,8MM THK,ASTM,A240,TP310,1500x63 | EA | ZMEC | Ordered | 10203045 | 10203045
MM10 | 10203046 | NO | M | NO | GASKET,1.5",150 RF,1.6 mm THK,ASME B16.2 | EA | ZMEC | Ordered | 10203046 | 10203046
MM10 | 10203047 | NO | M | NO | MASTERSEAL FP 110 (INTUSESCENT FIRE RES) | BOX | ZMEC | Ordered | 10203047 | 10203047
MM10 | 10203050 | NO | M | NO | Masteremaco p 210, acrylic bonding agent | BOX | ZMEC | Ordered | 10203050 | 10203050
MM07 | 10203053 | NO | M | NO | ELBOW,1" 45 DEG.CL3000 NPT,CS,ASTM,GALV | EA | ZMEC | Ordered | 10203053 | 10203053
MM07 | 10203054 | NO | M | NO | TEE, RED 1"X3/4",CL3000,NPT,CS,ASTM,GALV | EA | ZMEC | Ordered | 10203054 | 10203054
MM07 | 10203055 | NO | M | NO | PLUG-1",ROUND HEAD,STL,ASTM A105,GALVANI | EA | ZMEC | Ordered | 10203055 | 10203055
MM07 | 10203056 | NO | M | NO | MOTOR, COMPRESSOR, 4HP, 230V, 3PH, 3KW | EA | ZMEC | Ordered | 10203056 | 10203056
MM29 | 10203058 | NO | M | NO | SPEEDOMETER GEAR, TOYOTA COASTER | EA | ZMEC | Ordered | 10203058 | 10203058
MM29 | 10203059 | NO | M | NO | SPEEDOMETER SENSOR, TOYOTA COASTER | EA | ZMEC | Ordered | 10203059 | 10203059
MM29 | 10203060 | NO | M | NO | CLUTCH DISC, HINO, JAPAN | EA | ZMEC | Ordered | 10203060 | 10203060
MM29 | 10203061 | NO | M | NO | CLUTCH COVER, HINO, JAPAN | EA | ZMEC | Ordered | 10203061 | 10203061
MM29 | 10203062 | NO | M | NO | CLUTCH RELEASE BEARING, HINO, JAPAN | EA | ZMEC | Ordered | 10203062 | 10203062
MM29 | 10203063 | NO | M | NO | FLY WHEEL BEARING, HINO, JAPAN | EA | ZMEC | Ordered | 10203063 | 10203063
MM07 | 10203064 | NO | M | NO | PIPE BEND 6", CS HDG, 90 DEG | EA | ZMEC | Ordered | 10203064 | 10203064
MM07 | 10203065 | NO | M | NO | PIPE BEND 6", CS HDG, 45 DEG | EA | ZMEC | Ordered | 10203065 | 10203065
MM07 | 10203066 | NO | M | NO | END CAP 6", CS, HDG, | EA | ZMEC | Ordered | 10203066 | 10203066
MM11 | 10203068 | NO | M | NO | WATER DISCHARGE HOSE 6", 100 MT/ROLL | ROL | ZMEC | Ordered | 10203068 | 10203068
MM11 | 10203069 | NO | M | NO | WATER DISCHARGE HOSE 2", 100 MT/ROLL | ROL | ZMEC | Ordered | 10203069 | 10203069
MM07 | 10203070 | NO | M | NO | HOSE CLAMPS 6" | EA | ZMEC | Ordered | 10203070 | 10203070
CM02 | 10203071 | NO | M | NO | ANGLE BAR,ASTM A36,60x60x8 mm x 6 M LONG | EA | ZMEC | Ordered | 10203071 | 10203071
CM02 | 10203073 | NO | M | NO | PIPE,CS,1",ASTM A53 Gr. B,SCH40,6 M LONG | EA | ZMEC | Ordered | 10203073 | 10203073
CM02 | 10203075 | NO | M | NO | CHECKERED PLATE,A36,1.2 Mx2.4 M x5mm THK | EA | ZMEC | Ordered | 10203075 | 10203075
CM02 | 10203076 | NO | M | NO | PLATE,CS,ASTM A36,1.2 Mx 2.4 M x10MM THK | EA | ZMEC | Ordered | 10203076 | 10203076
MM05 | 10203077 | NO | M | NO | NUT & BOLTS,HEX,HDG,M12 X 40 mm | SET | ZMEC | Ordered | 10203077 | 10203077
MM05 | 10203080 | NO | M | NO | INJECTABLE MORTAR HIT-RE 500 v3/500/1 | EA | ZMEC | Ordered | 10203080 | 10203080
MM05 | 10203081 | NO | M | NO | Dispencer HDM 500 box, HILTI | EA | ZMEC | Ordered | 10203081 | 10203081
MM05 | 10203082 | NO | M | NO | Catridge holder HIT-CB-500, HILTI | EA | ZMEC | Ordered | 10203082 | 10203082
MM05 | 10203083 | NO | M | NO | Anchor rod HAS-E-F-5.8 M20 X 170 / 68 | EA | ZMEC | Ordered | 10203083 | 10203083
MM05 | 10203084 | NO | M | NO | Anchor rod SS 316 L M16 X 170 / 69 | EA | ZMEC | Ordered | 10203084 | 10203084
MM07 | 10203086 | NO | M | NO | UNISTRUT CHANNEL,41 x 41 x 2 MM, HDG, 3M | EA | ZMEC | Ordered | 10203086 | 10203086
MM15 | 10203087 | NO | M | NO | CS PIPE, 38MM DIA, SCH-40, 6MTR LNG, | M | ZMEC | Ordered | 10203087 | 10203087
CM02 | 10203088 | NO | M | NO | FLAT BAR, CS, 100MMX6MM THICK , 6 M LONG | M | ZMEC | Ordered | 10203088 | 10203088
CM02 | 10203089 | NO | M | NO | FLAT BAR, CS, 65MMX 12MM THICK ,6 M LONG | M | ZMEC | Ordered | 10203089 | 10203089
MM30 | 10203090 | NO | M | NO | FILLER WIRE, ER310S, 2.4 MM | KG | ZMEC | Ordered | 10203090 | 10203090
MM30 | 10203091 | NO | M | NO | ELECTRODE, E310S-15, 2.5 MM | KG | ZMEC | Ordered | 10203091 | 10203091
MM30 | 10203093 | NO | M | NO | ELECTRODE, ER 310-15, 3.2 mm | KG | ZMEC | Ordered | 10203093 | 10203093
MM29 | 10203094 | NO | M | NO | CLUTCH PLATE, ISUZU TRAILER | EA | ZMEC | Ordered | 10203094 | 10203094
MM29 | 10203095 | NO | M | NO | CLUTCH PLATE, ITERMEDIATE, ISUZU TRAILER | EA | ZMEC | Ordered | 10203095 | 10203095
MM29 | 10203097 | NO | M | NO | FLY WHEEL BEARING, ISUZU TRAILER | EA | ZMEC | Ordered | 10203097 | 10203097
MM29 | 10203098 | NO | M | NO | CLUTCH DISC, INNER, ISUZU TRAILER | EA | ZMEC | Ordered | 10203098 | 10203098
MM29 | 10203099 | NO | M | NO | CLUTCH DISC, OUTER, ISUZU TRAILER | EA | ZMEC | Ordered | 10203099 | 10203099
MM07 | 10203100 | NO | M | NO | CUTTING DISC, SS, 7" | EA | ZMEC | Ordered | 10203100 | 10203100
MM07 | 10203101 | NO | M | NO | CUTTING DISC, SS, 4.5" | EA | ZMEC | Ordered | 10203101 | 10203101
MM07 | 10203102 | NO | M | NO | GRINDING DISC, SS, 4.5" | EA | ZMEC | Ordered | 10203102 | 10203102
MM21 | 10203103 | NO | M | NO | ANGLE BAR,ASTM A36,40x40x6mm,6Mtr LONG | EA | ZMEC | Ordered | 10203103 | 10203103
MM05 | 10203106 | NO | M | NO | THREADED ROD, 20MM,ASTM A193, 3 MTR LONG | EA | ZMEC | Ordered | 10203106 | 10203106
MM05 | 10203107 | NO | M | NO | HEAVY HEX NUT, 20 MM, ASTM 194 GR.8 | EA | ZMEC | Ordered | 10203107 | 10203107
MM05 | 10203108 | NO | M | NO | ANCHOR BOLT :20-IA-A-100-2-350 (TYPE 1A) | EA | ZMEC | Ordered | 10203108 | 10203108
MM15 | 10203109 | NO | M | NO | PIPE, CS, 18”, SCH – 40, 12 MTR LONG | M | ZMEC | Ordered | 10203109 | 10203109
MM05 | 10203111 | NO | M | NO | SS304 RIVETS,SIZE 4-2,RPT44040212,BREMIC | EA | ZMEC | Ordered | NO | NO
MM07 | 10203112 | NO | M | NO | ELBOW,45DEG,18",CS,BW,SCH.STD,A234 | EA | ZMEC | Ordered | NO | NO
MM07 | 10203113 | NO | M | NO | NIPPLE,1",A106B,SMLS,PE,SCH160,PBE,75MM | EA | ZMEC | Ordered | 10203113 | 10203113
MM07 | 10203114 | NO | M | NO | NIPPLE,1",A106B,SMLS,NPT/PE,SCH.XXS,75MM | EA | ZMEC | Ordered | 10203114 | 10203114
MM07 | 10203115 | NO | M | NO | ELBOW,90DEG,1",A105,SW,ASME,CL6000,NORM | EA | ZMEC | Ordered | 10203115 | 10203115
MM07 | 10203116 | NO | M | NO | EQUAL TEE,1",A105,SW,ASME,CL6000,NORMAL | EA | ZMEC | Ordered | 10203116 | 10203116
MM07 | 10203117 | NO | M | NO | PLUG, 1", A 105, NPT, RND-HD, NORMALIZED | EA | ZMEC | Ordered | 10203117 | 10203117
MM07 | 10203118 | NO | M | NO | GATE VALVE,1",A105,CL800,SW/NPT,BB-OS&Y | EA | ZMEC | Ordered | 10203118 | 10203118
MM07 | 10203119 | NO | M | NO | GATE VALVE,1",A105,CL800,SW,BB-OS&Y,NORM | EA | ZMEC | Ordered | 10203119 | 10203119
MM07 | 10203120 | NO | M | NO | CHECK VALVE,1",A105,CL800,SW,13CR-TR | EA | ZMEC | Ordered | 10203120 | 10203120
MM07 | 10203121 | NO | M | NO | FLANGE,1",A105,ASME CL300,SW,RF,SCH.160 | EA | ZMEC | Ordered | 10203121 | 10203121
MM05 | 10203122 | NO | M | NO | SS BOLT, 5MM x 1", (A2-70)W/NUT & WASHER | EA | ZMEC | Ordered | 10203122 | 10203122
MM07 | 10203123 | NO | M | NO | GASKET,1",CAMPROFILE,SS316,ASME,CL300,RF | EA | ZMEC | Ordered | 10203123 | 10203123
MM07 | 10203124 | NO | M | NO | GLOBE VALVE,1", A105,CL800,SW,BB-OS&Y, | EA | ZMEC | Ordered | 10203124 | 10203124
MM05 | 10203126 | NO | M | NO | ANCHOR BOLT, M20 X 360 | EA | ZMEC | Ordered | 10203126 | 10203126
MM29 | 10203128 | NO | M | NO | DRAG LINK REPAIR KIT, TATA BUS | EA | ZMEC | Ordered | 10203128 | 10203128
MM29 | 10203129 | NO | M | NO | TIE ROD REPAIR KIT, TATA BUS | EA | ZMEC | Ordered | 10203129 | 10203129
MM29 | 10203130 | NO | M | NO | BRAKE LINER FRONT SIDE, TATA BUS | EA | ZMEC | Ordered | 10203130 | 10203130
MM29 | 10203131 | NO | M | NO | BRAKE LINER REAR SIDE, TATA BUS | EA | ZMEC | Ordered | 10203131 | 10203131
MM29 | 10203132 | NO | M | NO | HUB OIL SEAL REAR - INNER, TATA BUS | EA | ZMEC | Ordered | 10203132 | 10203132
MM29 | 10203133 | NO | M | NO | HUB OIL SEAL OUTER, TATA BUS | EA | ZMEC | Ordered | 10203133 | 10203133
MM29 | 10203134 | NO | M | NO | AXLE GASKET REAR, TATA BUS | EA | ZMEC | Ordered | 10203134 | 10203134
MM29 | 10203135 | NO | M | NO | RADIATOR HYUNDAI AC, TATA BUS | EA | ZMEC | Ordered | 10203135 | 10203135
MM29 | 10203136 | NO | M | NO | WATER PUMP HYUNDAI, TATA BUS | EA | ZMEC | Ordered | 10203136 | 10203136
MM29 | 10203138 | NO | M | NO | FAN BELT AC ENGINE, TATA BUS | EA | ZMEC | Ordered | 10203138 | 10203138
MM29 | 10203140 | NO | M | NO | HAZARD SWITCH, TATA BUS | EA | ZMEC | Ordered | 10203140 | 10203140
MM29 | 10203141 | NO | M | NO | FLASHER, TATA BUS | EA | ZMEC | Ordered | 10203141 | 10203141
MM29 | 10203142 | NO | M | NO | TAIL LAMP, TATA BUS | EA | ZMEC | Ordered | 10203142 | 10203142
MM29 | 10203143 | NO | M | NO | HEIGHT MARKER LAMP RED, TATA BUS | EA | ZMEC | Ordered | 10203143 | 10203143
MM29 | 10203144 | NO | M | NO | HEIGHT MARKER LAMP WHITE, TATA BUS | EA | ZMEC | Ordered | 10203144 | 10203144
MM29 | 10203146 | NO | M | NO | NUMBER PLATE LAMP, TATA BUS | EA | ZMEC | Ordered | 10203146 | 10203146
CM02 | 10203149 | NO | M | NO | FLAT BAR, 30mmx10mm, 6M Long | M | ZMEC | Ordered | 10203149 | 10203149
MM15 | 10203150 | NO | M | NO | PIPE, 12”, CS, SCH-STD, 6M Long | M | ZMEC | Ordered | 10203150 | 10203150
MM07 | 10203151 | NO | M | NO | FERRULE STRIP, SS316, 1/2", FRONT & BACK | SET | ZMEC | Ordered | 10203151 | 10203151
MM21 | 10203152 | NO | M | NO | CHECKERED PLATE, 10MM, CS, 1.2MX2.4M | EA | ZMEC | Ordered | 10203152 | 10203152
CM02 | 10203153 | NO | M | NO | ROUND BAR, 25 MM, 6M LONG, ASTM-A36 | M | ZMEC | Ordered | 10203153 | 10203153
CM02 | 10203154 | NO | M | NO | FLAT BAR, 20MM x 6 MM THK, 6 MTR LONG, | M | ZMEC | Ordered | 10203154 | 10203154
MM21 | 10203155 | NO | M | NO | CS PLATE, 8 MM THICK, 6 MTR x 1.5 MTR | EA | ZMEC | Ordered | 10203155 | 10203155
MM15 | 10203156 | NO | M | NO | PIPE, 3/4", ASTM A312 TP316, SCH.160 | M | ZMEC | Ordered | 10203156 | 10203156
MM07 | 10203157 | NO | M | NO | NIPPLE,3/4"x400MM,A312 TP316,TBE,SCH.160 | EA | ZMEC | Ordered | 10203157 | 10203157
MM07 | 10203158 | NO | M | NO | NIPPLE,1/2"x400MM,A312 TP316,TBE,SCH.160 | EA | ZMEC | Ordered | 10203158 | 10203158
MM07 | 10203159 | NO | M | NO | CONC.REDUCER,3/4"x1/2",A312 TP316,SH.160 | EA | ZMEC | Ordered | 10203159 | 10203159
MM07 | 10203160 | NO | M | NO | FLANGE,3/4",LAP JOINT,A182 300#,SCH.160 | EA | ZMEC | Ordered | 10203160 | 10203160
MM07 | 10203161 | NO | M | NO | FLANGE,1/2",LAP JOINT,A182 300#,SCH.160 | EA | ZMEC | Ordered | 10203161 | 10203161
MM07 | 10203162 | NO | M | NO | FLANGE,3/4",SW,RF,A182 300#,SCH.160 | EA | ZMEC | Ordered | 10203162 | 10203162
MM07 | 10203163 | NO | M | NO | FLANGE,1/2",SW,RF,A182 300#,SCH.160 | EA | ZMEC | Ordered | 10203163 | 10203163
MM07 | 10203164 | NO | M | NO | GASKET,1/2",316/GRAPHITE,300#,B16.20 | EA | ZMEC | Ordered | 10203164 | 10203164
MM07 | 10203165 | NO | M | NO | BOLT,STUD,5/8"x3.5",A193 B16/A194 B18.2. | EA | ZMEC | Ordered | 10203165 | 10203165
MM07 | 10203166 | NO | M | NO | BOLT,STUD,1/2"x3.5",A193 B16/A194 B18.2. | EA | ZMEC | Ordered | 10203166 | 10203166
MM05 | 10203169 | NO | M | NO | HILTI HKD-S M16 X 65 MECH. ANCHOR | EA | ZMEC | Ordered | 10203169 | 10203169
MM05 | 10203171 | NO | M | NO | U-BOLT, 6" X M16 X 96(THREAD) GALV. | EA | ZMEC | Ordered | 10203171 | 10203171
MM05 | 10203172 | NO | M | NO | 8" X M16 X 96(THREAD) U-BOLT GALV. | EA | ZMEC | Ordered | 10203172 | 10203172
MM05 | 10203173 | NO | M | NO | 10" X M20 X 102(THREAD) U-BOLT GALV. | EA | ZMEC | Ordered | 10203173 | 10203173
MM05 | 10203174 | NO | M | NO | HEX.BOLT,M20x100MM,DIN 931,gr 8.8 W/NUT | EA | ZMEC | Ordered | 10203174 | 10203174
MM20 | 10203176 | NO | M | NO | FINGER SAVER, 850 MM | EA | ZMEC | Ordered | 10203176 | 10203176
MM25 | 10203177 | NO | M | NO | MEASURING TAPE, STEEL, 50 MTR | EA | ZMEC | Ordered | 10203177 | 10203177
MM21 | 10203180 | NO | M | NO | SS STEEL PLATE,3MM,A240 TP 316,1.2 x 2.4 | EA | ZMEC | Ordered | 10203180 | 10203180
MM05 | 10203182 | NO | M | NO | U-BOLT GALV, 3/4" X M6 X 75mm Long,2 NUT | EA | ZMEC | Ordered | 10203182 | 10203182
MM05 | 10203183 | NO | M | NO | U-BOLT GALV. 1" X M6 X 80mm Long, 2 NUTS | EA | ZMEC | Ordered | 10203183 | 10203183
MM05 | 10203184 | NO | M | NO | U-BOLT GALV. 1-1/2" X M10 X 80mm Long, | EA | ZMEC | Ordered | 10203184 | 10203184
MM05 | 10203185 | NO | M | NO | U-BOLT GALV. 2" X M10 X 110mm Long,2 NUT | EA | ZMEC | Ordered | 10203185 | 10203185
MM27 | 10203186 | NO | M | NO | TYRE, 205 R16, HANKOOK | EA | ZMEC | Ordered | 10203186 | 10203186
MM29 | 10203187 | NO | M | NO | WEIGHT SENSOR - 60 TON - XCMG | EA | ZMEC | Ordered | 10203187 | 10203187
MM05 | 10203189 | NO | M | NO | BOLT,HEXAGONAL,M16X45MM,ASTM A307 | EA | ZMEC | Ordered | 10203189 | 10203189
MM29 | 10203192 | NO | M | NO | COIL, SOLENOID, CB14B, R/COMPACTOR, CAT | EA | ZMEC | Ordered | 10203192 | 10203192
MM07 | 10203193 | NO | M | NO | ELBOW, 45DEG, 1/2", SE A105N, 6000# | EA | ZMEC | Ordered | 10203193 | 10203193
MM07 | 10203196 | NO | M | NO | GASKET,SPIRAL WOUND 1/2",#150,316SS | EA | ZMEC | Ordered | 10203196 | 10203196
MM07 | 10203197 | NO | M | NO | GASKET,2",SPW,CL300,SS316,B16.20,RF | EA | ZMEC | Ordered | 10203197 | 10203197
MM05 | 10203198 | NO | M | NO | ANCHOR BOLTS, M20 X 380, HILTI | EA | ZMEC | Ordered | 10203198 | 10203198
MM30 | 10203200 | NO | M | NO | ALTERNATOR, WELDING M/C. MILLER | EA | ZMEC | Ordered | 10203200 | 10203200
MM29 | 10203201 | NO | M | NO | BASE AS-JOY STICK, CAT-SKID LOADER | EA | ZMEC | Ordered | 10203201 | 10203201
MM25 | 10203202 | NO | M | NO | HAMMER, CARPENTRY WITH PLASTIC HANDLE | EA | ZMEC | Ordered | 10203202 | 10203202
MM18 | 10203203 | NO | M | NO | NYLON THREAD, LINE DORY | EA | ZMEC | Ordered | 10203203 | 10203203
MM20 | 10203204 | NO | M | NO | AIR HORN | EA | ZMEC | Ordered | 10203204 | 10203204
MM04 | 10203205 | NO | M | NO | REBAR CAP - STD. SIZE. | EA | ZMEC | Ordered | 10203205 | 10203205
MM27 | 10203206 | NO | M | NO | TYRE, 700 R-16, YOKOHAMA | EA | ZMEC | Ordered | 10203206 | 10203206
MM07 | 10203215 | NO | M | NO | BLIND FLANGE, 3/4",A182 GR F5 CL300,RF | EA | ZMEC | Ordered | 10203215 | 10203215
MM15 | 10203217 | NO | M | NO | PIPE,2",SCH.80S,ASTM A312,Gr.TP347H,SMLS | EA | ZMEC | Ordered | 10203217 | 10203217
MM15 | 10203218 | NO | M | NO | PIPE,20",SCH80S,ASTM A358,Gr.TP347H,CL.1 | EA | ZMEC | Ordered | 10203218 | 10203218
MM21 | 10203220 | NO | M | NO | PLATE,SS,10MM THK,1200x2400,Gr.TP347H | EA | ZMEC | Ordered | 10203220 | 10203220
MM21 | 10203221 | NO | M | NO | FLAT BAR, 50MMx8MM THK, ASTM A240 | EA | ZMEC | Ordered | 10203221 | 10203221
MM21 | 10203222 | NO | M | NO | ANGLE BAR, SS, L 80x80x10MM, ASTM A479 | EA | ZMEC | Ordered | 10203222 | 10203222
MM21 | 10203223 | NO | M | NO | ANGLE BAR, SS, L 50x50x10 MM, ASTM A479 | EA | ZMEC | Ordered | 10203223 | 10203223
MM07 | 10203225 | NO | M | NO | SOLENOID STOPPER,DOOSAN,65.25900-6006A | EA | ZMEC | Ordered | 10203225 | 10203225
MM27 | 10203226 | NO | M | NO | TYRE, 315/80, R22.5, MICHELIN | EA | ZMEC | Ordered | 10203226 | 10203226
MM29 | 10203233 | NO | M | NO | MUDGAURD ASSY. MERCEDES TRAILER | SET | ZMEC | Ordered | 10203233 | 10203233
MM15 | 10203234 | NO | M | NO | PIPE,3/4",SMLS,ASTM A106,BE,B36.10,S-XXS | EA | ZMEC | Ordered | 10203234 | 10203234
MM07 | 10203235 | NO | M | NO | ELBOW,3/4",90D,SMLS,A234-WPB,B16.9,S-XXS | EA | ZMEC | Ordered | 10203235 | 10203235
MM07 | 10203236 | NO | M | NO | EQUAL TEE,3/4",A234-WPB,ASME,16.9,S-XXS | EA | ZMEC | Ordered | 10203236 | 10203236
MM07 | 10203237 | NO | M | NO | FLANGE,3/4",WN,A105,CL300,RF,B16.5,S-XXS | EA | ZMEC | Ordered | 10203237 | 10203237
MM10 | 10203239 | NO | M | NO | GASKET,3/4",METALGROVED,316SS,300#,4.5MM | EA | ZMEC | Ordered | 10203239 | 10203239
MM07 | 10203240 | NO | M | NO | RESTRICTION ORIF, 3/4", 3MM,PER DATAHEET | EA | ZMEC | Ordered | 10203240 | 10203240
MM05 | 10203241 | NO | M | NO | STUD BOLT,5/8"x75MM,W/2NUTS,A193,GR.7M | EA | ZMEC | Ordered | 10203241 | 10203241
MM28 | 10203242 | NO | M | NO | GATE VALVE,FLGED END,A105,RF,B16.10,300# | EA | ZMEC | Ordered | NO | NO
MM07 | 10203248 | NO | M | NO | CUTTING DISC, SS,4.5" (1.2MM) | EA | ZMEC | Ordered | 10203248 | 10203248
MM29 | 10203249 | NO | M | NO | FUEL FILTER, ISUZU VEHICLE | EA | ZMEC | Ordered | 10203249 | 10203249
MM07 | 10203250 | NO | M | NO | FLANGE, 3", WN, RF, A105, CL150, SCH.80 | EA | ZMEC | Ordered | 10203250 | 10203250
MM10 | 10203251 | NO | M | NO | GASKET,SPW,3",CL150,RF,SS316 WINDING | EA | ZMEC | Ordered | 10203251 | 10203251
MM28 | 10203252 | NO | M | NO | GATE VALVE, 3", RF, CL150, A216-WCB | EA | ZMEC | Ordered | 10203252 | 10203252
MM07 | 10203253 | NO | M | NO | PRESURE SIGHT FLOW INDICATOR,MOD:F-910FA | EA | ZMEC | Ordered | 10203253 | 10203253
MM07 | 10203254 | NO | M | NO | FLANGE,3/4" SW,ASTM A182 GR F5,CL300 RF | EA | ZMEC | Ordered | 10203254 | 10203254
MM29 | 10203255 | NO | M | NO | IDLE APPARATUS ASSY. FOR BOBCAT-S130 | EA | ZMEC | Ordered | 10203255 | 10203255
MM29 | 10203256 | NO | M | NO | FUEL PUMP, BOBCAT-S130 | EA | ZMEC | Ordered | 10203256 | 10203256
MM29 | 10203257 | NO | M | NO | SHIM, BOBCAT-S130 | EA | ZMEC | Ordered | 10203257 | 10203257
MM29 | 10203258 | NO | M | NO | GASKET KIT LOWER, BOBCAT- S130 | EA | ZMEC | Ordered | 10203258 | 10203258
MM15 | 10203259 | NO | M | NO | PIPE-3/4"XS,PE,CS,SMLS,ASTM A106-B,ASME | M | ZMEC | Ordered | 10203259 | 10203259
MM15 | 10203260 | NO | M | NO | PIPE-3/4"SCH160 PE,LTCS,SMLS,ASTM A333-6 | M | ZMEC | Ordered | 10203260 | 10203260
MM15 | 10203261 | NO | M | NO | PIPE-1"SMLS,GALV,STL,ASTM A106 GR B,THRD | M | ZMEC | Ordered | 10203261 | 10203261
MM15 | 10203262 | NO | M | NO | PIPE-1"SMLS,STL,ASTM A106 GR B,BE,SCH80, | M | ZMEC | Ordered | 10203262 | 10203262
MM15 | 10203263 | NO | M | NO | PIPE-1 1/2",SMLS,GALV,STL,ASTM A106 S80 | M | ZMEC | Ordered | 10203263 | 10203263
MM15 | 10203264 | NO | M | NO | PIPE-2"SMLS,STL,ASTM A106 GR B,BE,SCH80, | M | ZMEC | Ordered | 10203264 | 10203264
MM15 | 10203265 | NO | M | NO | PIPE-2"XS,BE,LTCS,SMLS,ASTM A333 -6,ASME | M | ZMEC | Ordered | 10203265 | 10203265
MM15 | 10203266 | NO | M | NO | PIPE-3"STD BE,CS,SMLS,ASTM A106-B, ASME | M | ZMEC | Ordered | 10203266 | 10203266
MM15 | 10203267 | NO | M | NO | PIPE-6"SCH120 BE,LTCS,SMLS,ASTM A333-6, | M | ZMEC | Ordered | 10203267 | 10203267
MM15 | 10203268 | NO | M | NO | PIPE-6"STD BE,CS SMLS,ASTM A106-B ASME B | M | ZMEC | Ordered | 10203268 | 10203268
MM15 | 10203269 | NO | M | NO | PIPE-8 "SMLS,1-1 /4CR-1/2 MOLY,ASTM A335 | M | ZMEC | Ordered | 10203269 | 10203269
MM07 | 10203272 | NO | M | NO | ELBOW,1/2",90DEG,CL3000,NPT,A105,B16.11 | EA | ZMEC | Ordered | 10203272 | 10203272
MM07 | 10203273 | NO | M | NO | ELBOW,2",90DEG,LR,XS BE,CS,A234-WPB-S | EA | ZMEC | Ordered | 10203273 | 10203273
MM07 | 10203274 | NO | M | NO | ELBOW,2",45DEG,LR,XS BE,CS,A234-WPB-S | EA | ZMEC | Ordered | 10203274 | 10203274
MM07 | 10203275 | NO | M | NO | ELBOW,2",90DEG,LR,XS BE,ITCS,A420-WPB6-S | EA | ZMEC | Ordered | 10203275 | 10203275
MM07 | 10203276 | NO | M | NO | ELBOW,3/4",90DEG,CL6000,SW,A350-LF2,CL1 | EA | ZMEC | Ordered | 10203276 | 10203276
MM07 | 10203277 | NO | M | NO | ELBOW,3",90DEG,LR,STD BE,CS,A234,B16.9 | EA | ZMEC | Ordered | 10203277 | 10203277
MM07 | 10203279 | NO | M | NO | ELBOW,3",45DEG,LR,STD BE,CS,A234,B16.9 | EA | ZMEC | Ordered | 10203279 | 10203279
MM07 | 10203280 | NO | M | NO | ELBOW,6",45DEG,LR,STD BE,CS,A234,B16.9 | EA | ZMEC | Ordered | 10203280 | 10203280
MM07 | 10203281 | NO | M | NO | ELBOW,6",90DEG,LR,S120,BE,ITCS,A420-WPL6 | EA | ZMEC | Ordered | 10203281 | 10203281
MM07 | 10203282 | NO | M | NO | ELBOW,8",45DEG,LR,1-1/4CR-1/2 MOLY | EA | ZMEC | Ordered | 10203282 | 10203282
MM07 | 10203283 | NO | M | NO | ELBOW,8",90DEG,LR,1-1/4CR-1/2 MOLY | EA | ZMEC | Ordered | 10203283 | 10203283
MM10 | 10203284 | NO | M | NO | GASKET,SPW,3/4",CL1500,RF,316SS WINDING | EA | ZMEC | Ordered | 10203284 | 10203284
MM10 | 10203285 | NO | M | NO | GASKET,SPW,1-1/2",CL1500,RF,SS316,WINDIN | EA | ZMEC | Ordered | 10203285 | 10203285
MM10 | 10203286 | NO | M | NO | GASKET,SPW,2",CL1500,RF,SS316,WINDING | EA | ZMEC | Ordered | 10203286 | 10203286
MM10 | 10203287 | NO | M | NO | GASKET,SPW,1",304SS,CL300,ASME B16.20 | EA | ZMEC | Ordered | 10203287 | 10203287
MM10 | 10203288 | NO | M | NO | GASKET,FLATRING,1",CL150,ASME B16.21 | EA | ZMEC | Ordered | 10203288 | 10203288
MM10 | 10203289 | NO | M | NO | GASKET,FLATRING,1-1/2",CL150,ASME B16.21 | EA | ZMEC | Ordered | 10203289 | 10203289
MM10 | 10203290 | NO | M | NO | GASKET,SPW,1-1/2",CL150,RF,316SS WINDING | EA | ZMEC | Ordered | 10203290 | 10203290
MM10 | 10203291 | NO | M | NO | GASKET,FLATRING,2",CL150,ASME B16.21 | EA | ZMEC | Ordered | 10203291 | 10203291
MM10 | 10203292 | NO | M | NO | GASKET,2",CL150,RF,ARAMID W/NITRILE BIND | EA | ZMEC | Ordered | 10203292 | 10203292
MM10 | 10203293 | NO | M | NO | GASKET,4",SPW,CL900,RF,316SS WINDING | EA | ZMEC | Ordered | 10203293 | 10203293
MM10 | 10203294 | NO | M | NO | GASKET,6",SPW,CL900,RF,316SS WINDING | EA | ZMEC | Ordered | 10203294 | 10203294
MM10 | 10203295 | NO | M | NO | GASKET,6",RTJ,CL300,OCTA RING,ASME B16.2 | EA | ZMEC | Ordered | 10203295 | 10203295
MM10 | 10203296 | NO | M | NO | GASKET,8",RTJ,CL300,OCTA RING,ASME B16.2 | EA | ZMEC | Ordered | 10203296 | 10203296
MM29 | 10203298 | NO | M | NO | TOP GASKET KIT, TAHOE - CHEVROLET | EA | ZMEC | Ordered | 10203298 | 10203298
MM29 | 10203299 | NO | M | NO | SPARK PLUG WIRE, TAHOE - CHEVROLET | EA | ZMEC | Ordered | 10203299 | 10203299
MM29 | 10203300 | NO | M | NO | SPARK PLUG, TAHOE - CHEVROLET | EA | ZMEC | Ordered | 10203300 | 10203300
MM07 | 10203301 | NO | M | NO | SWAGE ECC-2"X1",STL,ASTM,A234 GR WPB SML | EA | ZMEC | Ordered | 10203301 | 10203301
MM07 | 10203302 | NO | M | NO | RED CONC-3"X2",STD-XS,BW,ASTMA234,B16.5 | EA | ZMEC | Ordered | 10203302 | 10203302
MM07 | 10203303 | NO | M | NO | REDUCER CONC 4"X2" S120-XS BE,LTCS, ASTM | EA | ZMEC | Ordered | 10203303 | 10203303
MM07 | 10203304 | NO | M | NO | REDUCER ECC-6" X 4"S120-S120,BE,LTCS, AS | EA | ZMEC | Ordered | 10203304 | 10203304
MM07 | 10203305 | NO | M | NO | REDUCER CONC-6"X 4" S120-S120,BE,LTCS,AS | EA | ZMEC | Ordered | 10203305 | 10203305
MM07 | 10203306 | NO | M | NO | REDUCER CONC-10"x 6"STD-STD,BE,CS ASTM A | EA | ZMEC | Ordered | 10203306 | 10203306
MM07 | 10203308 | NO | M | NO | RED ECC-3"x 2",STD-XS,BW,A234,B16.9,SMLS | EA | ZMEC | Ordered | 10203308 | 10203308
MM07 | 10203309 | NO | M | NO | COUPLING-1/2",CL3000 NPT,CS,ASTM A105,AS | EA | ZMEC | Ordered | 10203309 | 10203309
MM07 | 10203310 | NO | M | NO | FLANGE,3/4",SW,CL1500,RF,CS,A105,XS BORE | EA | ZMEC | Ordered | 10203310 | 10203310
MM07 | 10203311 | NO | M | NO | COUPLING-3/4"CL6000 SW,ITCS,ASTM A350-LF | EA | ZMEC | Ordered | 10203311 | 10203311
MM07 | 10203313 | NO | M | NO | COUPLING 1.5" X 1.5",M.I. GALV,ASTM,A197 | EA | ZMEC | Ordered | 10203313 | 10203313
MM07 | 10203314 | NO | M | NO | COUPLING 1"X1",M.I. GALV,ASTM A197,SCRD | EA | ZMEC | Ordered | 10203314 | 10203314
MM07 | 10203315 | NO | M | NO | BLINDFLANGE,3/4",CL150,RF,CS,A105N,B16.5 | EA | ZMEC | Ordered | 10203315 | 10203315
MM07 | 10203316 | NO | M | NO | COUPLING 1" ,STL,ASTM A105,SW,CL3000,PER | EA | ZMEC | Ordered | 10203316 | 10203316
MM07 | 10203317 | NO | M | NO | FLANGE,3/4"SW,CL1500,RF,A350-LF2,SCH.160 | EA | ZMEC | Ordered | 10203317 | 10203317
MM07 | 10203318 | NO | M | NO | COUPLING-3/4"CL 3000 NPT,CS,ASTM A105,AS | EA | ZMEC | Ordered | 10203318 | 10203318
MM07 | 10203319 | NO | M | NO | BLIND FLANGE,3/4",CL1500,RF,A350,B16.5 | EA | ZMEC | Ordered | 10203319 | 10203319
MM07 | 10203320 | NO | M | NO | FLANGE,1"THRD,RF,CL150,A105,B16.5,GALV | EA | ZMEC | Ordered | 10203320 | 10203320
MM07 | 10203321 | NO | M | NO | FLANGE,1-1/2"THRD,A105,RF,CL150,16.5,GAL | EA | ZMEC | Ordered | 10203321 | 10203321
MM07 | 10203322 | NO | M | NO | BLIND FLANGE,1-1/2",A105,RF,CL150,GALV | EA | ZMEC | Ordered | 10203322 | 10203322
MM07 | 10203324 | NO | M | NO | FLANGE,1-1/2",WNRF,CL1500,RF,A350,XS BOR | EA | ZMEC | Ordered | 10203324 | 10203324
MM07 | 10203326 | NO | M | NO | FLANGE,1-1/2",WN,CL150,RF,CS,A105,XS BOR | EA | ZMEC | Ordered | 10203326 | 10203326
MM07 | 10203327 | NO | M | NO | FLANGE,2",WN,CL150,RF,CS,A105N,XS BORE | EA | ZMEC | Ordered | 10203327 | 10203327
MM07 | 10203328 | NO | M | NO | FLANGE,2",WN,RF,CL1500,CS,A105N,XS BORE | EA | ZMEC | Ordered | 10203328 | 10203328
MM07 | 10203330 | NO | M | NO | FLANGE,2",WN,CL1500,RF,A350,A105N,XS BOR | EA | ZMEC | Ordered | 10203330 | 10203330
MM07 | 10203331 | NO | M | NO | BLIND FLANGE,2",A105,RF,CL150,S-80,B16.5 | EA | ZMEC | Ordered | 10203331 | 10203331
MM07 | 10203332 | NO | M | NO | BLIND FLANGE,2",A105,RF,CL150,B16.5 | EA | ZMEC | Ordered | 10203332 | 10203332
MM07 | 10203333 | NO | M | NO | FLANGE,3",WN,CL150,RF,CS,A105N,STD BORE | EA | ZMEC | Ordered | 10203333 | 10203333
MM07 | 10203334 | NO | M | NO | FLANGE,3",WN,CL300,RF,CS,A105,STD BORE | EA | ZMEC | Ordered | 10203334 | 10203334
MM07 | 10203335 | NO | M | NO | FLANGE,4",WN,CL900,RF,A350,B16.5,SCH120 | EA | ZMEC | Ordered | 10203335 | 10203335
MM28 | 10203336 | NO | M | NO | GATE VALVE, 1-1/2",CL150,NPT ENDS,BRONZE | EA | ZMEC | Ordered | 10203336 | 10203336
MM07 | 10203337 | NO | M | NO | FLANGE,6",WN,CL900,RF,A350,B16.5,SCH120 | EA | ZMEC | Ordered | 10203337 | 10203337
MM28 | 10203338 | NO | M | NO | GATE VALVE, 1",150,NPT ENDS, CAST BRONZE | EA | ZMEC | Ordered | 10203338 | 10203338
MM07 | 10203339 | NO | M | NO | FLANGE,6",WN,CL900,RF,CS,A105N,STD BORE | EA | ZMEC | Ordered | 10203339 | 10203339
MM07 | 10203340 | NO | M | NO | FLANGE,6",WN,1-1/4CR-1/2 MOLY,A182,CL300 | EA | ZMEC | Ordered | 10203340 | 10203340
MM28 | 10203341 | NO | M | NO | BALL VALVE 2",CL1500 RF, ITCS, ASTM A352 | EA | ZMEC | Ordered | NO | NO
MM07 | 10203342 | NO | M | NO | BLINDFLANGE,6",1-1/4CR-1/2MOLY,A182,#300 | EA | ZMEC | Ordered | 10203342 | 10203342
MM28 | 10203343 | NO | M | NO | CHECK VALVE 2",CL 150 RF,CS BODY, API#8 | EA | ZMEC | Ordered | 10203343 | 10203343
MM28 | 10203344 | NO | M | NO | CHECK VALVE 2",CL 150 RF,LUGGED,CS BODY | EA | ZMEC | Ordered | NO | NO
MM28 | 10203345 | NO | M | NO | CHECK VALVE 2", CL1500 RF ITCS ASTM A352 | EA | ZMEC | Ordered | NO | NO
MM07 | 10203346 | NO | M | NO | FLANGE,8",WN,1-1/4CR-1/2MOLY,A182,CL300, | EA | ZMEC | Ordered | 10203346 | 10203346
MM28 | 10203347 | NO | M | NO | CHECK VALVE 2",DUAL PLATE TYPE,CL150,RF | EA | ZMEC | Ordered | NO | NO
MM28 | 10203348 | NO | M | NO | CHECK VALVE 2",SWING TYPE,CL150,RF,13 CR | EA | ZMEC | Ordered | 10203348 | 10203348
MM28 | 10203350 | NO | M | NO | GATE VALVE 2",,CL 150 RF,CS BODY, API#8 | EA | ZMEC | Ordered | 10203350 | 10203350
MM28 | 10203351 | NO | M | NO | GATE VALVE 2",CL150,RF FLANGED ENDS,CS | EA | ZMEC | Ordered | 10203351 | 10203351
MM28 | 10203352 | NO | M | NO | GATE VALVE 2",RF,FLGD ENDS,CS,ASTM A216- | EA | ZMEC | Ordered | 10203352 | 10203352
MM28 | 10203353 | NO | M | NO | GATE VALVE 2",CL 1500 RF ITCS ASTM A350- | EA | ZMEC | Ordered | NO | NO
MM28 | 10203354 | NO | M | NO | GLOBE VALVE 2",CL300,RF,A216-WCB, API#8 | EA | ZMEC | Ordered | NO | NO
MM28 | 10203355 | NO | M | NO | BALL VALVE 3",CL150 RF,CS BODY, 316 SS | EA | ZMEC | Ordered | NO | NO
MM28 | 10203356 | NO | M | NO | CHECK VALVE 6",CL300 RF, CS BODY , API | EA | ZMEC | Ordered | 10203356 | 10203356
MM28 | 10203357 | NO | M | NO | CHECK VALVE 6",CL900 RF, ITCS ASTM A352 | EA | ZMEC | Ordered | NO | NO
MM28 | 10203359 | NO | M | NO | CHECK VALVE 8",ASME CL300, RJ FLGD ENDS | EA | ZMEC | Ordered | NO | NO
MM28 | 10203360 | NO | M | NO | BALL VALVE 10",CL150 RF,CS BODY, 316 SS | EA | ZMEC | Ordered | NO | NO
MM28 | 10203362 | NO | M | NO | GATE VALVE 3/4",CL 800 NPT,CS BODY, A105 | EA | ZMEC | Ordered | 10203362 | 10203362
MM28 | 10203363 | NO | M | NO | GATE VALVE 3/4",CL 800, SW- NPT,CS BODY, | EA | ZMEC | Ordered | 10203363 | 10203363
MM28 | 10203364 | NO | M | NO | GATE VALVE 3/4",ASME CL150,NPT ENDS,BRNZ | EA | ZMEC | Ordered | 10203364 | 10203364
MM28 | 10203365 | NO | M | NO | GATE VALVE 3/4",ASME CL800,NPT ENDS, CS | EA | ZMEC | Ordered | 10203365 | 10203365
MM28 | 10203366 | NO | M | NO | GATE VALVE 3/4",ASME CL800,SW X F-NPT | EA | ZMEC | Ordered | NO | NO
MM28 | 10203367 | NO | M | NO | BALL VALVE 3/4",CL1500 RF,ITCS,ASTM A352 | EA | ZMEC | Ordered | NO | NO
MM28 | 10203368 | NO | M | NO | BALL VALVE 3/4",CL150 RF,CS BODY, 316 SS | EA | ZMEC | Ordered | NO | NO
MM28 | 10203369 | NO | M | NO | GATE VALVE 3/4",CL 800 EXT BODY PE- NPT, | EA | ZMEC | Ordered | 10203369 | 10203369
MM28 | 10203370 | NO | M | NO | GATE VALVE 3/4",,CL1500 SW-NPT,ITCS,ASTM | EA | ZMEC | Ordered | 10203370 | 10203370
MM28 | 10203372 | NO | M | NO | GATE VALVE 3/4",ASME CL800, NPT ENDS, CS | EA | ZMEC | Ordered | 10203372 | 10203372
MM28 | 10203374 | NO | M | NO | GLOBE VALVE 3/4",CL1500 SW,ITCS ASTMA350 | EA | ZMEC | Ordered | 10203374 | 10203374
MM07 | 10203376 | NO | M | NO | SWAGE CONC -2"X3/4",XS-XS TBE,CS,ASTM | EA | ZMEC | Ordered | 10203376 | 10203376
MM07 | 10203379 | NO | M | NO | SWAGE CONC-2"X1",XS-XS TBE,CS,ASTM A234- | EA | ZMEC | Ordered | 10203379 | 10203379
MM07 | 10203380 | NO | M | NO | SWAGE CONC -2"X1-1/2",XS-XS TBE,CS,ASTM | EA | ZMEC | Ordered | 10203380 | 10203380
MM07 | 10203381 | NO | M | NO | SWAGE CONC -2"X1-1/2" XS-XS BLE-PSE,ITCS | EA | ZMEC | Ordered | 10203381 | 10203381
MM07 | 10203382 | NO | M | NO | WELDOLET 6"X2",STL,ASTM A105,BW,S40,S80 | EA | ZMEC | Ordered | 10203382 | 10203382
MM07 | 10203383 | NO | M | NO | WELDOLET-6"X 2"S-120-XS BE, ITCS,ASTM A3 | EA | ZMEC | Ordered | 10203383 | 10203383
MM07 | 10203384 | NO | M | NO | WELDOLET 8" X 6" ,1-1 /4CR-1/2 MOLY,ASTM | EA | ZMEC | Ordered | 10203384 | 10203384
MM07 | 10203385 | NO | M | NO | WELDOLET 10" X 2"STD-XS BE,CS ASTM A105N | EA | ZMEC | Ordered | 10203385 | 10203385
MM07 | 10203387 | NO | M | NO | SOCKOLET 2"X 3/4",CL3000,SW,CS,ASTM A105 | EA | ZMEC | Ordered | 10203387 | 10203387
MM07 | 10203389 | NO | M | NO | SOCKOLET 3"X 3/4",CL3000,SW,CS,ASTM A105 | EA | ZMEC | Ordered | 10203389 | 10203389
MM07 | 10203391 | NO | M | NO | SOCKOLET 6" X 3/4",CL 3000,SW,CS,ASTM, | EA | ZMEC | Ordered | 10203391 | 10203391
MM07 | 10203392 | NO | M | NO | SOCKOLET 8"X 3/4",1-1 /4CR-1/2 MOLY,ASTM | EA | ZMEC | Ordered | 10203392 | 10203392
MM07 | 10203393 | NO | M | NO | SOCKOLET 10" X 3/4", CL3000, SW,CS, ASTM | EA | ZMEC | Ordered | 10203393 | 10203393
MM07 | 10203395 | NO | M | NO | THERDOLET 2"X 3/4",CL3000 NPT CS, ASTM, | EA | ZMEC | Ordered | 10203395 | 10203395
MM07 | 10203396 | NO | M | NO | THERDOLET 2" X 3/4",CL 6000 NPT, LTCS, | EA | ZMEC | Ordered | 10203396 | 10203396
MM07 | 10203397 | NO | M | NO | THREDOLET 6" X 3/4",CL 3000,NPT,CS,ASTM, | EA | ZMEC | Ordered | 10203397 | 10203397
MM07 | 10203398 | NO | M | NO | ELBOLET 2" X 1.5",XS-XS BE,CS ASTM A105N | EA | ZMEC | Ordered | 10203398 | 10203398
MM07 | 10203399 | NO | M | NO | ELBOLET 2" X 1.5", XS-XS BE,ITCS ASTM | EA | ZMEC | Ordered | 10203399 | 10203399
MM07 | 10203400 | NO | M | NO | NIPPLE-3/4",160 PBE,CS, SMLS, ASTM, A106 | EA | ZMEC | Ordered | 10203400 | 10203400
MM07 | 10203401 | NO | M | NO | NIPPLE-3/4",160 PBE,ITCS, SMLS, ASTM, | EA | ZMEC | Ordered | 10203401 | 10203401
MM07 | 10203402 | NO | M | NO | PLUG-1/2" ,NPT,CS,ASTM A105, ROUND HEAD | EA | ZMEC | Ordered | 10203402 | 10203402
MM07 | 10203403 | NO | M | NO | PLUG-3/4",ROUND HEAD,1-1/4 CR-1/2 MOLY | EA | ZMEC | Ordered | 10203403 | 10203403
MM07 | 10203404 | NO | M | NO | PLUG-3/4",ROUND HEAD,STL,ASTM A105,GALVA | EA | ZMEC | Ordered | 10203404 | 10203404
MM07 | 10203405 | NO | M | NO | PLUG-3/4",ROUND HEAD,STL,ASTM A105,SCRD, | EA | ZMEC | Ordered | 10203405 | 10203405
MM07 | 10203408 | NO | M | NO | PLUG-3/4",NPT,ITCS,ASTM A350-LF2 CL1,RND | EA | ZMEC | Ordered | 10203408 | 10203408
MM07 | 10203409 | NO | M | NO | CAP-3/4",CL3000 NPT,CS,ASTM A105, ASME | EA | ZMEC | Ordered | 10203409 | 10203409
MM07 | 10203410 | NO | M | NO | PLUG 1-1/2",RND HEAD,STL,ASTM A105,GALV | EA | ZMEC | Ordered | 10203410 | 10203410
MM07 | 10203411 | NO | M | NO | TEE - 1/2", EQU CL3000 NPT, CS ASTM A105 | EA | ZMEC | Ordered | 10203411 | 10203411
MM07 | 10203412 | NO | M | NO | TEE -1-1/2", EQU CL3000 NPT,CS ASTM A105 | EA | ZMEC | Ordered | 10203412 | 10203412
MM07 | 10203413 | NO | M | NO | TEE -2",EQU,CL3000,NPT,CS ASTM A105,GALV | EA | ZMEC | Ordered | 10203413 | 10203413
MM07 | 10203414 | NO | M | NO | TEE RED - 2"X 3/4", CL3000, NPT, CS ASTM | EA | ZMEC | Ordered | 10203414 | 10203414
MM07 | 10203415 | NO | M | NO | TEE RED- 2"X1",CL3000 NPT, CS ASTM A105 | EA | ZMEC | Ordered | 10203415 | 10203415
MM07 | 10203416 | NO | M | NO | TEE 2", XS BE,CS,ASTMA234 WPB-S ASME B16 | EA | ZMEC | Ordered | 10203416 | 10203416
MM07 | 10203417 | NO | M | NO | TEE 2", XS BE, LTCS,ASTMA234 WPB-S ASME | EA | ZMEC | Ordered | 10203417 | 10203417
MM07 | 10203418 | NO | M | NO | TEE 1.5" X 1.5", M.I. GALVA, ASTM A197, | EA | ZMEC | Ordered | 10203418 | 10203418
MM07 | 10203419 | NO | M | NO | TEE 2"X2", STL, ASTM A234GR WPB,SMLS,BW | EA | ZMEC | Ordered | 10203419 | 10203419
MM07 | 10203420 | NO | M | NO | FLANGE -1 1/2",SW,CL 1500 RF, LTCS, ASTM | EA | ZMEC | Ordered | 10203420 | 10203420
MM07 | 10203421 | NO | M | NO | FLANGE - 2",WN RF, CL 300, ASTM A105N, | EA | ZMEC | Ordered | 10203421 | 10203421
MM15 | 10203422 | NO | M | NO | PIPE 16" STD BE,CS SMLS,ASTM A106-B ASME | M | ZMEC | Ordered | 10203422 | 10203422
MM07 | 10203423 | NO | M | NO | FLANGE-1", SW ,CL 150 RF, CS, ASTM A105N | EA | ZMEC | Ordered | 10203423 | 10203423
MM07 | 10203424 | NO | M | NO | FLANGE-1", SW ,CL 150 RF, SS,ASTM A182-F | EA | ZMEC | Ordered | 10203424 | 10203424
MM07 | 10203425 | NO | M | NO | FLANGE-16",WN ,CL 150 RF, CS, ASTM A105N | EA | ZMEC | Ordered | 10203425 | 10203425
MM07 | 10203426 | NO | M | NO | ELBOW 16",45 DEG LR ,STD BE,CS ASTM A234 | EA | ZMEC | Ordered | 10203426 | 10203426
MM07 | 10203427 | NO | M | NO | ELBOW 16", 90 DEG LR,STD BE,CS ASTM A234 | EA | ZMEC | Ordered | 10203427 | 10203427
MM10 | 10203429 | NO | M | NO | GASKET -16", CL150,RF,SPIRAL WOUND,316SS | EA | ZMEC | Ordered | 10203429 | 10203429
MM28 | 10203430 | NO | M | NO | BALL VALVE 16", CL 150 RF,CS BODY, 316SS | EA | ZMEC | Ordered | NO | NO
MM07 | 10203431 | NO | M | NO | REDUCER ECC. 16"x 8", STD-STD,BE,CS ASTM | EA | ZMEC | Ordered | NO | NO
MM07 | 10203432 | NO | M | NO | TEE 2"x 2",XS BE,CS,ASTM A234 WPB-S ASME | EA | ZMEC | Ordered | 10203432 | 10203432
MM29 | 10203433 | NO | M | NO | STARTER FOR DEWATERING PUMP, ST20 | EA | ZMEC | Ordered | 10203433 | 10203433
MM29 | 10203434 | NO | M | NO | MANIFOLD RAMPE DE GRALSSAGE FOR TAHOE | EA | ZMEC | Ordered | 10203434 | 10203434
MM07 | 10203435 | NO | M | NO | EQUAL TEE,6",STD',BE,CS,A234 WPB-S,B16.9 | EA | ZMEC | Ordered | 10203435 | 10203435
MM07 | 10203436 | NO | M | NO | THREDOLET 6"x3/4"CL6000,NPT,A350-LF2,CL1 | EA | ZMEC | Ordered | 10203436 | 10203436
MM07 | 10203437 | NO | M | NO | CONC.SWAGE,1"x3/4"XS-XS,TBE,CS,A234,GALV | EA | ZMEC | Ordered | 10203437 | 10203437
MM05 | 10203438 | NO | M | NO | BOLT,STUD,5/8"x150MM,A193,W/2 NUTS A194 | EA | ZMEC | Ordered | 10203438 | 10203438
MM05 | 10203439 | NO | M | NO | BOLT,STUD,7/8"x130MM,A193,W/2 NUTS,A194 | EA | ZMEC | Ordered | 10203439 | 10203439
MM05 | 10203440 | NO | M | NO | BOLT,STUD,7/8"x155MM,A193,W/2 NUTS,A194 | EA | ZMEC | Ordered | 10203440 | 10203440
MM05 | 10203441 | NO | M | NO | BOLT,STUD,1"x150MM,A193,W/2 NUTS,A194 | EA | ZMEC | Ordered | 10203441 | 10203441
MM05 | 10203442 | NO | M | NO | BOLT,STUD,1-1/8"x180MM,A193,W/2NUTS,A194 | EA | ZMEC | Ordered | 10203442 | 10203442
MM05 | 10203443 | NO | M | NO | BOLT,STUD,1-1/8"x205MM,A193,W/2NUTS,A194 | EA | ZMEC | Ordered | 10203443 | 10203443
MM05 | 10203444 | NO | M | NO | BOLT,STUD,1/2"x70MM,A193,W/ 2 NUTS,A194 | EA | ZMEC | Ordered | 10203444 | 10203444
MM05 | 10203445 | NO | M | NO | BOLT,STUD,7/8"x175MM,A193,W/ 2 NUTS,A194 | EA | ZMEC | Ordered | 10203445 | 10203445
MM05 | 10203446 | NO | M | NO | BOLT,STUD,3/4"x130MM,A193,W/ 2 NUTS,A194 | EA | ZMEC | Ordered | 10203446 | 10203446
MM28 | 10203449 | NO | M | NO | GATE VALVE 2",CL300 NPT,BRONZE BODY B62, | EA | ZMEC | Ordered | 10203449 | 10203449
MM05 | 10203450 | NO | M | NO | MOUNTING PLATE,SS316,W/O SUNSHADE W/ACCE | SET | ZMEC | Ordered | 10203450 | 10203450
MM07 | 10203451 | NO | M | NO | STUB END 3/4", LONG PATTERN,TP316/L,S160 | EA | ZMEC | Ordered | 10203451 | 10203451
MM07 | 10203452 | NO | M | NO | STUB END 1/2", LONG PATTERN,TP316/L,S160 | EA | ZMEC | Ordered | 10203452 | 10203452
MM14 | 10203453 | NO | M | NO | SAND PAPER, #80 | EA | ZMEC | Ordered | 10203453 | 10203453
MM30 | 10203454 | NO | M | NO | WELDING ELECTRODES, E8018-C1 - 2.4 MM | KG | ZMEC | Ordered | 10203454 | 10203454
MM21 | 10203457 | NO | M | NO | PLATE,CS, 15MM THK,1.22 x 2.44, ASTM A36 | EA | ZMEC | Ordered | 10203457 | 10203457
MM05 | 10203458 | NO | M | NO | ANGLE BAR, L3x3x7/16,EN 10025GR ASTM A36 | M | ZMEC | Ordered | 10203458 | 10203458
MM27 | 10203459 | NO | M | NO | TYRE - 205/70/15, HANKOOK, KOREA | EA | ZMEC | Ordered | 10203459 | 10203459
MM30 | 10203471 | NO | M | NO | WELDING ELECTRODES,SS E316 L-15,2.4,ESAB | KG | ZMEC | Ordered | 10203471 | 10203471
MM30 | 10203472 | NO | M | NO | WELDING ELECTRODES,SS E316 L-15,3.2,ESAB | KG | ZMEC | Ordered | 10203472 | 10203472
MM27 | 10203473 | NO | M | NO | TYRE, 8.25-15, FORKLIFT | EA | ZMEC | Ordered | 10203473 | 10203473
MM15 | 10203474 | NO | M | NO | PIPE 1/2",S-XXS,SMLS: ASTM A106-B,ANSI | M | ZMEC | Ordered | 10203474 | 10203474
MM15 | 10203475 | NO | M | NO | PIPE 3/4", S-XXS,SMLS A106-B,ANSI (ASTM) | M | ZMEC | Ordered | 10203475 | 10203475
MM15 | 10203476 | NO | M | NO | PIPE 3/4",S-160,SMLS,ASTM A106-B,ANSI | M | ZMEC | Ordered | 10203476 | 10203476
MM07 | 10203477 | NO | M | NO | ELBOW 1/2",90 DEG,#9000,FORGING,ASTMA105 | EA | ZMEC | Ordered | 10203477 | 10203477
MM07 | 10203478 | NO | M | NO | ELBOW 3/4",90 DEG.#9000,FORGING, ASTM | EA | ZMEC | Ordered | 10203478 | 10203478
MM07 | 10203479 | NO | M | NO | ELBOW 3/4",90 DEG.#6000,FORGING, ASTM | EA | ZMEC | Ordered | 10203479 | 10203479
MM07 | 10203480 | NO | M | NO | TEE 1/2",#9000,ASTM A105,FORGING | EA | ZMEC | Ordered | 10203480 | 10203480
MM07 | 10203481 | NO | M | NO | TEE 3/4",ASTM A105; FORGING; #6000 | EA | ZMEC | Ordered | 10203481 | 10203481
MM07 | 10203482 | NO | M | NO | FLANGE 1/2",FORGING: #150,SW,CS,ASTM | EA | ZMEC | Ordered | 10203482 | 10203482
MM07 | 10203483 | NO | M | NO | FLANGE 1-1/2",SW,CS,FORGING: #150,ASTM | EA | ZMEC | Ordered | 10203483 | 10203483
MM07 | 10203484 | NO | M | NO | FLANGE 3/4",FORGING,#150 ; S-XXS,SW,CS, | EA | ZMEC | Ordered | 10203484 | 10203484
MM07 | 10203485 | NO | M | NO | FLANGE 3/4",FORGING, #150,SW,CS,A105,AST | EA | ZMEC | Ordered | 10203485 | 10203485
MM07 | 10203486 | NO | M | NO | BLIND FLANGE 3/4",FORGING,#150,CS: ASTM | EA | ZMEC | Ordered | 10203486 | 10203486
MM07 | 10203487 | NO | M | NO | BLIND FLANGE 1/2",FORGING,#150,CS, ASTM | EA | ZMEC | Ordered | 10203487 | 10203487
MM10 | 10203488 | NO | M | NO | GASKET SW 1-1/2",CS,4.5MM #150 | EA | ZMEC | Ordered | 10203488 | 10203488
MM10 | 10203489 | NO | M | NO | GASKET SW 3/4",4.5MM #150, FLEXIBLE GRAP | EA | ZMEC | Ordered | 10203489 | 10203489
MM10 | 10203490 | NO | M | NO | GASKET SW 1/2",4.5MM #150, FLEXIBLE GRAP | EA | ZMEC | Ordered | 10203490 | 10203490
MM07 | 10203491 | NO | M | NO | CON. SWAGE 1-1/2" X 1/2",#9000,CS, MSS | EA | ZMEC | Ordered | 10203491 | 10203491
MM07 | 10203492 | NO | M | NO | FULL COUPLING 1/2",FORGING #9000,ASTM | EA | ZMEC | Ordered | 10203492 | 10203492
MM07 | 10203493 | NO | M | NO | FULL COUPLING 3/4",FORGING #9000,ASTM | EA | ZMEC | Ordered | 10203493 | 10203493
MM07 | 10203494 | NO | M | NO | FULL COUPLING 3/4",FORGING #6000,ASTM | EA | ZMEC | Ordered | 10203494 | 10203494
MM07 | 10203495 | NO | M | NO | GATE VALVE 1/2",FORGED CS; SW W/NIP,ASTM | EA | ZMEC | Ordered | 10203495 | 10203495
MM07 | 10203496 | NO | M | NO | GATE VALVE 3/4",FORGED CS,SW W/NIP,ASTM | EA | ZMEC | Ordered | 10203496 | 10203496
MM07 | 10203497 | NO | M | NO | GATE VALVE 3/4",FORGED CS; ASTM A105, | EA | ZMEC | Ordered | 10203497 | 10203497
MM15 | 10203500 | NO | M | NO | PIPE 3",S40,AASME B36.19/B36.10,ASTMB729 | M | ZMEC | Ordered | 10203500 | 10203500
MM15 | 10203501 | NO | M | NO | PIPE 1.5",SCH.40,AASME B36.19 / B36.10, | M | ZMEC | Ordered | 10203501 | 10203501
MM07 | 10203502 | NO | M | NO | ELBOW 3",90 DEG,S40,LR,ASME B16-9,B366GR | EA | ZMEC | Ordered | 10203502 | 10203502
MM07 | 10203503 | NO | M | NO | ELBOW 1.5",90 DEG,SCH.40,LR,ASME B16-9, | EA | ZMEC | Ordered | 10203503 | 10203503
MM07 | 10203504 | NO | M | NO | ECCENTRIC REDUCER 3"X1.5",S40,B366 GR. | EA | ZMEC | Ordered | 10203504 | 10203504
MM07 | 10203505 | NO | M | NO | FLANGE 3",150#,WN,RF,ASME B16-5,ASTM | EA | ZMEC | Ordered | 10203505 | 10203505
MM10 | 10203507 | NO | M | NO | GASKET 3",150#,RF,ASME B16-21, NON METAL | EA | ZMEC | Ordered | 10203507 | 10203507
MM10 | 10203508 | NO | M | NO | GASKET 1.5",150#,RF,ASME B16-21, B16.5, | EA | ZMEC | Ordered | 10203508 | 10203508
MM05 | 10203509 | NO | M | NO | STUD BOLTS 5/8"X100MM,2H NUTS,B1.1 /ASME | EA | ZMEC | Ordered | 10203509 | 10203509
MM05 | 10203511 | NO | M | NO | STUD BOLT 1/2"X80MM,2H NUT,SME B1.1/ASME | EA | ZMEC | Ordered | 10203511 | 10203511
MM15 | 10203513 | NO | M | NO | PIPE 3",S40,ASME B36.19 / B36.10, ASTM | M | ZMEC | Ordered | 10203513 | 10203513
MM07 | 10203514 | NO | M | NO | ELBOW 3",90 DEG,S40,LR,ASME B16-9, ASTM | EA | ZMEC | Ordered | 10203514 | 10203514
MM07 | 10203516 | NO | M | NO | WELDOLET 3" X 3/4",BW,40S,MSS-SP97,ASTM | EA | ZMEC | Ordered | 10203516 | 10203516
MM07 | 10203517 | NO | M | NO | NIPPLE 3/4"x100MM,80S,ASME B36-19/B36-10 | EA | ZMEC | Ordered | 10203517 | 10203517
MM07 | 10203518 | NO | M | NO | TEE 3",`S40,ASME B16-9, ASTM A403,WP316/ | EA | ZMEC | Ordered | 10203518 | 10203518
MM07 | 10203520 | NO | M | NO | FLANGE 3",150#,WN,RF,A182 Grade F316/316 | EA | ZMEC | Ordered | 10203520 | 10203520
MM07 | 10203521 | NO | M | NO | FLANGE 3/4",150#,WN,RF,ASTM A182 F316/31 | EA | ZMEC | Ordered | 10203521 | 10203521
MM07 | 10203522 | NO | M | NO | BLIND FLANGE 3/4",150#,RF, F316/316L | EA | ZMEC | Ordered | 10203522 | 10203522
MM10 | 10203523 | NO | M | NO | GASKET 3",150#, ASME B16-21, NON METAL | EA | ZMEC | Ordered | 10203523 | 10203523
MM10 | 10203524 | NO | M | NO | GASKET 3/4",150#,ASME B16-21,NON METALIC | EA | ZMEC | Ordered | 10203524 | 10203524
MM05 | 10203525 | NO | M | NO | STUD BOLT 1/2" X 65MM,2 H NUTS,B18.2.2, | EA | ZMEC | Ordered | 10203525 | 10203525
MM05 | 10203526 | NO | M | NO | STUD BOLT 5/8" X 100MM,2 H NUT,B18.2.2, | EA | ZMEC | Ordered | 10203526 | 10203526
MM15 | 10203528 | NO | M | NO | PIPE,4"S-STD SMLS ASTM A106-B,B36.1M,BE | M | ZMEC | Ordered | 10203528 | 10203528
MM07 | 10203529 | NO | M | NO | ELBOW 2",90 DEG.,S-80,LTCS,LR,ASTM A420 | EA | ZMEC | Ordered | 10203529 | 10203529
MM07 | 10203530 | NO | M | NO | EQU TEE,2"x2",S-80,LTCS,ASTM A420-WPL6, | EA | ZMEC | Ordered | 10203530 | 10203530
MM07 | 10203531 | NO | M | NO | SOCKOLET,2"x3/4",CL3000,LTCS,ASTM A350-L | EA | ZMEC | Ordered | 10203531 | 10203531
MM07 | 10203532 | NO | M | NO | FLANGE BLIND 4",RF,CL150,S-STD,B16.5,CS | EA | ZMEC | Ordered | 10203532 | 10203532
MM07 | 10203533 | NO | M | NO | WELDOLET,6"X2",SCH STD x SCH 80,CS,ASTM | EA | ZMEC | Ordered | 10203533 | 10203533
MM10 | 10203534 | NO | M | NO | GASKET,6",CL300,SPW,SS316,B16.20,RF | EA | ZMEC | Ordered | 10203534 | 10203534
MM10 | 10203535 | NO | M | NO | GASKET,4", CL150,SPIRAL WOUND,SS316L | EA | ZMEC | Ordered | 10203535 | 10203535
MM10 | 10203536 | NO | M | NO | GASKET, 2", CL 300,SPIRAL WOUND,SS304 | EA | ZMEC | Ordered | 10203536 | 10203536
MM28 | 10203537 | NO | M | NO | CHECK VALVE 2", CL 300,DUAL PLATE,ASTM | EA | ZMEC | Ordered | 10203537 | 10203537
MM28 | 10203538 | NO | M | NO | CHECK VALVE 2", CL 300,A352-LCC, API 594 | EA | ZMEC | Ordered | 10203538 | 10203538
MM28 | 10203539 | NO | M | NO | GATE VALVE 2", CL300, ASTM A352-LCC, API | EA | ZMEC | Ordered | 10203539 | 10203539
MM28 | 10203540 | NO | M | NO | GATE VALVE 3/4",CL 800, ASTM A350-LF2-1, | EA | ZMEC | Ordered | 10203540 | 10203540
MM28 | 10203541 | NO | M | NO | CHECK VALVE 6", A216-WCB CL150 API 600 | EA | ZMEC | Ordered | 10203541 | 10203541
MM28 | 10203543 | NO | M | NO | GATE VALVE 1/2",CL800,SW,A105N,API602 | EA | ZMEC | Ordered | 10203543 | 10203543
MM05 | 10203544 | NO | M | NO | STUD BOLTS, 3/4"x140MM,w/2HEX NUTS,ASME | EA | ZMEC | Ordered | 10203544 | 10203544
MM05 | 10203545 | NO | M | NO | STUD BOLTS,3/4"x205MM,W/2 HEX NUTS,ASME | EA | ZMEC | Ordered | 10203545 | 10203545
MM05 | 10203546 | NO | M | NO | STUD BOLTS, 5/8"x160MM,W/2 HEX NUTS,ASME | EA | ZMEC | Ordered | 10203546 | 10203546
MM07 | 10203547 | NO | M | NO | SPECTACLE BLIND, 2", RF,CL 300 LTCS,ASTM | EA | ZMEC | Ordered | 10203547 | 10203547
MM07 | 10203548 | NO | M | NO | PLUG 3/4",RH,ASTM A350-LF2-1,B16.11,NPT | EA | ZMEC | Ordered | 10203548 | 10203548
MM30 | 10203549 | NO | M | NO | FILLER WIRE, ER 347 | KG | ZMEC | Ordered | 10203549 | 10203549
MM15 | 10203552 | NO | M | NO | PIPE 1/2", SS316, SCH.160 | M | ZMEC | Ordered | 10203552 | 10203552
MM07 | 10203553 | NO | C | NO | FLANGE,3/4",SS316,SW,RF,CL300,SCH.80 | EA | ZMEC | Ordered | 10203553 | 10203553
MM07 | 10203556 | NO | M | NO | STUD BOLT, SS316, CL300, 3/4" x 75MM | EA | ZMEC | Ordered | 10203556 | 10203556
MM10 | 10203557 | NO | M | NO | GASKET,3",CL300,SPW,SS316,B16.20,RF | EA | ZMEC | Ordered | 10203557 | 10203557
MM26 | 10203558 | NO | M | NO | SS TUBE 1/2"x0.065",316, SS-T8 -S-065-20 | M | ZMEC | Ordered | 10203558 | 10203558
MM07 | 10203559 | NO | M | NO | NIPPLE 1/2" MNPT X 8" LONG,SS-8-HLN-8.00 | EA | ZMEC | Ordered | 10203559 | 10203559
MM07 | 10203560 | NO | M | NO | NIPPLE 1/2" MNPT X 4" LONG,SS-8-HLN-4.00 | EA | ZMEC | Ordered | 10203560 | 10203560
MM26 | 10203561 | NO | M | NO | SS TUBE 1/2"x0.035",316 SMLS,SS-T6-S-035 | M | ZMEC | Ordered | 10203561 | 10203561
MM26 | 10203562 | NO | M | NO | SS TUBE 3/8"x0.035",316,SS-T8 -S-035-20 | M | ZMEC | Ordered | 10203562 | 10203562
MM29 | 10203564 | NO | M | NO | KING PIN KIT STD - TATA -1316 | EA | ZMEC | Ordered | 10203564 | 10203564
MM29 | 10203565 | NO | M | NO | MAIN SHAFT OIL SEAL - TATA 1316 | EA | ZMEC | Ordered | 10203565 | 10203565
MM29 | 10203566 | NO | M | NO | SCRAPER RING - TATA -1316 | EA | ZMEC | Ordered | 10203566 | 10203566
MM29 | 10203567 | NO | M | NO | FUEL TANK FLAP LOCK - TATA-1316 | EA | ZMEC | Ordered | 10203567 | 10203567
MM29 | 10203568 | NO | M | NO | STARTER SWITCH - TATA -1316 | EA | ZMEC | Ordered | 10203568 | 10203568
MM29 | 10203569 | NO | M | NO | CRANK OIL SEAL - TATA-1316 | EA | ZMEC | Ordered | 10203569 | 10203569
MM29 | 10203570 | NO | M | NO | STOP LIGHT - LED - TATA - 1316 | EA | ZMEC | Ordered | 10203570 | 10203570
MM29 | 10203571 | NO | M | NO | CLUTCH-MASTER CYLINDER-UPPER-MITSUBISHI | EA | ZMEC | Ordered | 10203571 | 10203571
MM29 | 10203572 | NO | M | NO | CLUTCH - MASTER CYLINDER-LOWER - MITSUBI | EA | ZMEC | Ordered | 10203572 | 10203572
MM29 | 10203573 | NO | M | NO | TIE ROD END -L- MITSUBISHI BUS | EA | ZMEC | Ordered | 10203573 | 10203573
MM29 | 10203574 | NO | M | NO | TIE ROD END -R- MITSUBISHI BUS | EA | ZMEC | Ordered | 10203574 | 10203574
MM10 | 10203575 | NO | M | NO | GASKET - EXH -MITSUBISHI BUS | EA | ZMEC | Ordered | 10203575 | 10203575
MM29 | 10203576 | NO | M | NO | OIL PAN GASKIT - TAHOE - CHEVROLET | EA | ZMEC | Ordered | 10203576 | 10203576
MM29 | 10203577 | NO | M | NO | CAM SHAFT - TAHOE - CHEVEROLET | EA | ZMEC | Ordered | 10203577 | 10203577
MM29 | 10203578 | NO | M | NO | CONN BEARING -TAHOE - CHEVEROLET | SET | ZMEC | Ordered | 10203578 | 10203578
MM29 | 10203579 | NO | M | NO | PISTON RING -TAHOE - CHEVEROLET | SET | ZMEC | Ordered | 10203579 | 10203579
MM29 | 10203580 | NO | M | NO | TIMING CHAIN -TAHOE - CHEVEROLET | EA | ZMEC | Ordered | 10203580 | 10203580
MM29 | 10203581 | NO | M | NO | TENSIONER -TAHOE - CHEVEROLET | EA | ZMEC | Ordered | 10203581 | 10203581
MM29 | 10203582 | NO | M | NO | VALVE LIFTER -TAHOE - CHEVEROLET | EA | ZMEC | Ordered | 10203582 | 10203582
MM29 | 10203583 | NO | M | NO | LIFTER TRAYS -TAHOE - CHEVEROLET | EA | ZMEC | Ordered | 10203583 | 10203583
CM02 | 10203585 | NO | M | NO | FLAT BAR - 30MM X 5MM, ASTM A240 347 SS | M | ZMEC | Ordered | 10203585 | 10203585
MM21 | 10203586 | NO | M | NO | MS PLATE, 4MM THICK x 4 x 8 FEET, A36 | EA | ZMEC | Ordered | 10203586 | 10203586
MM21 | 10203587 | NO | M | NO | MS PLATE, 6MM THICK x 4 x 8 FEET, A36 | EA | ZMEC | Ordered | 10203587 | 10203587
MM15 | 10203589 | NO | M | NO | PIPE 1-1/2, SMLS PE, ASTM A312 TP304L, | M | ZMEC | Ordered | 10203589 | 10203589
MM15 | 10203590 | NO | M | NO | PIPE 1", SMLS PE, ASTM A312 TP304L,S40 | M | ZMEC | Ordered | 10203590 | 10203590
MM28 | 10203593 | NO | M | NO | GATE VALVE 3/4", SW,CL 800, A105: SS316 | EA | ZMEC | Ordered | 10203593 | 10203593
MM07 | 10203595 | NO | M | NO | ELBOW 6",45D LR,BW,S40,150LB,FF LINE FIN | EA | ZMEC | Ordered | 10203595 | 10203595
MM07 | 10203596 | NO | M | NO | REDUCER CONC. 6" X 4",S40,ASME B16.9,BW | EA | ZMEC | Ordered | 10203596 | 10203596
MM07 | 10203597 | NO | M | NO | REDUCER CONC. 6" X 3",ASME B16.9,S40, BW | EA | ZMEC | Ordered | 10203597 | 10203597
MM07 | 10203598 | NO | M | NO | REDUCER CONC.6" X 2",ASME B16.9,S40,BW | EA | ZMEC | Ordered | 10203598 | 10203598
MM07 | 10203599 | NO | M | NO | REDUCER CONC.3" X 2",ASME B16.9,S40, BW | EA | ZMEC | Ordered | 10203599 | 10203599
MM07 | 10203600 | NO | M | NO | RED.TEE 6"X3",ASME B16.9,S40,A234 WPB,BW | EA | ZMEC | Ordered | 10203600 | 10203600
MM07 | 10203601 | NO | M | NO | FLANGE SLIP ON 6",150LB FF FRGD,S40,ASME | EA | ZMEC | Ordered | 10203601 | 10203601
MM07 | 10203602 | NO | M | NO | FLANGE 6",WN,ASME B16.5,150LB FF,FRGD,40 | EA | ZMEC | Ordered | 10203602 | 10203602
MM07 | 10203603 | NO | M | NO | FLANGE 4",WN,150LB FF FRGD,S40,ASMEB16.5 | EA | ZMEC | Ordered | 10203603 | 10203603
MM07 | 10203604 | NO | M | NO | FLANGE 3",WN,150LB FF,FRGD,S40,ASMEB16.5 | EA | ZMEC | Ordered | 10203604 | 10203604
MM07 | 10203605 | NO | M | NO | FLANGE 2",WN,50LB FF,FRGD,S40,ASME B16.5 | EA | ZMEC | Ordered | 10203605 | 10203605
MM07 | 10203606 | NO | M | NO | FLANGE BLIND 3",150LB FF,FRGD,S40,ASME | EA | ZMEC | Ordered | 10203606 | 10203606
MM07 | 10203607 | NO | M | NO | FLANGE BLIND 2",WN,ASME B16.5,150 LB, FF | EA | ZMEC | Ordered | 10203607 | 10203607
MM10 | 10203608 | NO | M | NO | GASKET 6",3MM 150LB FF, ASME B16.21/ASME | EA | ZMEC | Ordered | 10203608 | 10203608
MM10 | 10203609 | NO | M | NO | GASKET 4",3MM 150LB FF, ASME B16.21/ASME | EA | ZMEC | Ordered | 10203609 | 10203609
MM10 | 10203610 | NO | M | NO | GASKET 3",3MM 150LB FF, ASME B16.21/ASME | EA | ZMEC | Ordered | 10203610 | 10203610
MM10 | 10203611 | NO | M | NO | GASKET 2",3MM 150LB FF, ASME B16.21/ASME | EA | ZMEC | Ordered | 10203611 | 10203611
MM05 | 10203612 | NO | M | NO | STUD BOLTS,3/4"x110MM,w/2NUTS & 2WASHER | EA | ZMEC | Ordered | 10203612 | 10203612
MM05 | 10203613 | NO | M | NO | STUD BOLT,3/4"x120MM,w/2NUT&2WASHER,A307 | EA | ZMEC | Ordered | 10203613 | 10203613
MM05 | 10203614 | NO | M | NO | STUD BOLT,3/4"x160MM,w/2NUT&2WASHER,A307 | EA | ZMEC | Ordered | 10203614 | 10203614
MM05 | 10203615 | NO | M | NO | STUD BOLT,5/8" x 95MM,W/2NUTS &2 WASHER, | EA | ZMEC | Ordered | 10203615 | 10203615
MM28 | 10203616 | NO | M | NO | KNIFE GATE VALVE 6",SS2205,150,FF,SS2205 | EA | ZMEC | Ordered | 10203616 | 10203616
MM28 | 10203618 | NO | M | NO | GATE VALVE 1/2",800, SW,OP, BB,OS&Y, | EA | ZMEC | Ordered | 10203618 | 10203618
MM28 | 10203619 | NO | M | NO | PLUG VALVE 2",ASTM A 216 WCB,PVDF LINED | EA | ZMEC | Ordered | 10203619 | 10203619
MM28 | 10203620 | NO | M | NO | 6" FLEXIBLE HOSE W/DOUBLE SLIP ON FLANGE | EA | ZMEC | Ordered | 10203620 | 10203620
MM07 | 10203622 | NO | M | NO | ELBOW 1",90DEG.SW,3000#, A182 F304L,S40 | EA | ZMEC | Ordered | 10203622 | 10203622
MM30 | 10203627 | NO | M | NO | WELDING ELECTRODE, ENiCrMo-3, 2.5MM | KG | ZMEC | Ordered | 10203627 | 10203627
AM07 | 10203628 | NO | M | NO | GLOVES: NITRILE (UVEX - UW-60122) | PAA | ZMEC | Ordered | 10203628 | 10203628
AM07 | 10203629 | NO | M | NO | HALF MASK,RESPIRATOR,MODEL-6100, 3M,SMAL | EA | ZMEC | Ordered | 10203629 | 10203629
AM07 | 10203630 | NO | M | NO | HALF MASK,RESPIRATOR,MODEL-6200,3M,MEDIU | EA | ZMEC | Ordered | 10203630 | 10203630
AM07 | 10203631 | NO | M | NO | HALF MASK,RESPIRATOR,MODEL-6300,3M,LARGE | EA | ZMEC | Ordered | 10203631 | 10203631
AM07 | 10203632 | NO | M | NO | PVC SUPPORTED CHEMICAL RESISTANT HOODS, | EA | ZMEC | Ordered | 10203632 | 10203632
MM05 | 10203633 | NO | M | NO | STUD BOLT,5/8"X75MM,W/2NUTS,SEAM FINISHE | EA | ZMEC | Ordered | 10203633 | 10203633
MM07 | 10203634 | NO | M | NO | EQUAL TEE 3/4",SW,6000,A105N, B16.11 | EA | ZMEC | Ordered | 10203634 | 10203634
MM07 | 10203635 | NO | M | NO | ELBOW 3/4",90 DEG,SW,6000,A105N, B16.11 | EA | ZMEC | Ordered | 10203635 | 10203635
MM07 | 10203636 | NO | M | NO | PLUG 3/4",SW,6000, A105N, B16.11 | EA | ZMEC | Ordered | 10203636 | 10203636
MM07 | 10203637 | NO | M | NO | SPECTACLE BLIND 3/4", RF,300#, A105N | EA | ZMEC | Ordered | 10203637 | 10203637
MM10 | 10203638 | NO | M | NO | GASKET 3/4",RF,S/WOUND, 316SS,CS,B16.20 | EA | ZMEC | Ordered | 10203638 | 10203638
MM28 | 10203639 | NO | M | NO | GATE VALVE 3/4",SW,800#,A105N,API602, | EA | ZMEC | Ordered | 10203639 | 10203639
MM28 | 10203640 | NO | M | NO | GATE VALVE 3/4",300#,A105N BODY,BB,RF, | EA | ZMEC | Ordered | 10203640 | 10203640
MM28 | 10203641 | NO | M | NO | CHECK VALVE 3/4",SW,800#, A105N,TRIM#1 | EA | ZMEC | Ordered | 10203641 | 10203641
MM28 | 10203643 | NO | M | NO | GLOBE VALVE 3/4",SW,800#,A105N,BB, OS&Y | EA | ZMEC | Ordered | 10203643 | 10203643
IM11 | 10203644 | NO | M | NO | PRESSURE INDICATOR 3/4",PI1351 TO 56 | EA | ZMEC | Ordered | NO | NO
MM07 | 10203645 | NO | M | NO | RISTRICTION ORIFICE 3/4",RO1361 TO 66 | EA | ZMEC | Ordered | NO | NO
CM09 | 10203646 | NO | M | NO | RED OXIDE | L | ZMEC | Ordered | 10203646 | 10203646
MM29 | 10203647 | NO | M | NO | WHEEL CYLINDER, CLARK FORK LIFT, 7 TON | EA | ZMEC | Ordered | 10203647 | 10203647
MM29 | 10203648 | NO | M | NO | FITTING FOR WHEEL CYLINDER, CLARK FORKLI | EA | ZMEC | Ordered | 10203648 | 10203648
MM30 | 10203649 | NO | M | NO | WELDING ELECTRODE, E8018-B2, ESAB, 2.4MM | KG | ZMEC | Ordered | 10203649 | 10203649
MM30 | 10203650 | NO | M | NO | WELDING ELECTRODE, E8018-B2, ESAB, 3.2MM | KG | ZMEC | Ordered | 10203650 | 10203650
MM30 | 10203651 | NO | M | NO | FILLER WIRE, ER80S-B2, ESAB, 2.4MM | KG | ZMEC | Ordered | 10203651 | 10203651
MM30 | 10203652 | NO | M | NO | FILLER WIRE, ERNiCrMo-3, 2.4MM | KG | ZMEC | Ordered | 10203652 | 10203652
MM15 | 10203653 | NO | M | NO | PIPE 3/4",SMLS,ESS,PE 40S A312 TP304L, | M | ZMEC | Ordered | 10203653 | 10203653
MM07 | 10203654 | NO | M | NO | FLANGE 1",SW,RF ASTM A182 F 304 L,40S, | EA | ZMEC | Ordered | 10203654 | 10203654
MM07 | 10203655 | NO | M | NO | FLANGE,BLIND,1",RF ASTM A182 F304L,B16.5 | EA | ZMEC | Ordered | 10203655 | 10203655
MM07 | 10203656 | NO | M | NO | RED.TEE 1.5"X1",SW 3000#,40S,A182 F304L | EA | ZMEC | Ordered | 10203656 | 10203656
MM07 | 10203657 | NO | M | NO | REDUCING TEE 1"x3/4",SW 3000#,A182,F304L | EA | ZMEC | Ordered | 10203657 | 10203657
MM07 | 10203658 | NO | M | NO | EQUAL TEE 1",SW 3000#,ASTM A 182 F304L | EA | ZMEC | Ordered | 10203658 | 10203658
MM28 | 10203659 | NO | M | NO | GATE VALVE 1.5",800,SW/SCR,HANDWHEEL,OP | EA | ZMEC | Ordered | 10203659 | 10203659
MM28 | 10203660 | NO | M | NO | GATE VALVE 1",800,SW/SCR,HANDWHEEL,OP,BB | EA | ZMEC | Ordered | 10203660 | 10203660
MM28 | 10203661 | NO | M | NO | GATE VALVE 3/4",800,SW/SCR,HANDWHEEL,OP, | EA | ZMEC | Ordered | 10203661 | 10203661
MM07 | 10203662 | NO | M | NO | COUPLING FULL 1.5",SW 3000,A 182 F304L | EA | ZMEC | Ordered | 10203662 | 10203662
MM05 | 10203664 | NO | M | NO | STUD BOLT 1/2"x70MM,W/2 NUTS,GR8,CLASS 2 | EA | ZMEC | Ordered | 10203664 | 10203664
MM25 | 10203665 | NO | M | NO | HACKSAW FRAME, ADJUSTABLE, 12"/305MM | EA | ZMEC | Ordered | 10203665 | 10203665
MM25 | 10203666 | NO | M | NO | ADJUSTABLE WRENCH, 18" | EA | ZMEC | Ordered | NO | NO
MM25 | 10203667 | NO | M | NO | ALLEN KEY SET, 1.5MM - 12MM (10 PCS) | EA | ZMEC | Ordered | NO | NO
MM25 | 10203668 | NO | M | NO | ALLEN KEY SET, SHORT (9 PCS/SET) | EA | ZMEC | Ordered | NO | NO
MM25 | 10203669 | NO | M | NO | BALL PEIN HAMMER, 500 GMS | EA | ZMEC | Ordered | 10203669 | 10203669
MM25 | 10203670 | NO | M | NO | CROW BAR 19 x 60, | EA | ZMEC | Ordered | 10203670 | 10203670
MM25 | 10203671 | NO | M | NO | CHANNEL LOCK PLIER | EA | ZMEC | Ordered | 10203671 | 10203671
MM25 | 10203672 | NO | M | NO | DUST PAN, STEEL TYPE | EA | ZMEC | Ordered | 10203672 | 10203672
MM25 | 10203673 | NO | M | NO | RUBBER GLOVES, ELECTRICAL-HIGH VOLTAGE | PAA | ZMEC | Ordered | NO | NO
MM25 | 10203674 | NO | M | NO | FISH WIRE 100' (FEET) INSULATED, W/REEL | EA | ZMEC | Ordered | 10203674 | 10203674
MM25 | 10203675 | NO | M | NO | GROOVE JOINT PLIER 10", | EA | ZMEC | Ordered | 10203675 | 10203675
MM25 | 10203676 | NO | M | NO | GROOVE JOINT PLIER 8", | EA | ZMEC | Ordered | 10203676 | 10203676
MM25 | 10203677 | NO | M | NO | HAMMER BIG, 8 LB | EA | ZMEC | Ordered | 10203677 | 10203677
MM25 | 10203678 | NO | M | NO | PIPE WRENCH 12",HEAVY DUTY, DROP FORGED | EA | ZMEC | Ordered | NO | NO
MM25 | 10203679 | NO | M | NO | PIPE WRENCH 8", HEAVY DUTY, DROP FORGED | EA | ZMEC | Ordered | NO | NO
MM25 | 10203680 | NO | M | NO | L-SQUARE 24", | EA | ZMEC | Ordered | 10203680 | 10203680
MM25 | 10203681 | NO | M | NO | PLASTIC TOOL BOX W/ORGANIZER TOP | EA | ZMEC | Ordered | 10203681 | 10203681
MM25 | 10203682 | NO | M | NO | SCREW DRVER - INSULATED, 7PCS/SET | EA | ZMEC | Ordered | 10203682 | 10203682
MM25 | 10203683 | NO | M | NO | PROFESSIONAL BACKSAW 12T | EA | ZMEC | Ordered | 10203683 | 10203683
MM25 | 10203684 | NO | M | NO | PRUNING SAW | EA | ZMEC | Ordered | 10203684 | 10203684
MM25 | 10203685 | NO | M | NO | RETRACTABLE KNIFE BLADES, | EA | ZMEC | Ordered | 10203685 | 10203685
MM25 | 10203686 | NO | M | NO | SCREW DRIVER, INSULATED - PHILIPS | EA | ZMEC | Ordered | NO | NO
MM25 | 10203687 | NO | M | NO | SCREW DRIVER, FLAT, 300 X 8MM | EA | ZMEC | Ordered | 10203687 | 10203687
MM25 | 10203688 | NO | M | NO | SCREW DRIVER, PHILIPS, 300 X 8MM | EA | ZMEC | Ordered | 10203688 | 10203688
MM25 | 10203689 | NO | M | NO | SCREW DRIVER, FLAT, INSULATED | EA | ZMEC | Ordered | NO | NO
MM25 | 10203690 | NO | M | NO | SHIM CUTTER (TIN SNIPS) 18 GA | EA | ZMEC | Ordered | 10203690 | 10203690
MM25 | 10203691 | NO | M | NO | TUBE CUTTER, 3-28MM, | EA | ZMEC | Ordered | 10203691 | 10203691
MM25 | 10203692 | NO | M | NO | SCREW DRIVER W/VOLTAGE TESTER | EA | ZMEC | Ordered | 10203692 | 10203692
MM25 | 10203693 | NO | M | NO | RUBBER GLOVES - ELECTRICAL | EA | ZMEC | Ordered | 10203693 | 10203693
MM17 | 10203696 | NO | M | NO | DOSING PUMP,NORMAL,3.9LTR/HR,GERMANY | EA | ZMEC | Ordered | 10203696 | 10203696
MM29 | 10203697 | NO | M | NO | GEAR BOX KIT, ISUZU TRAILER | SET | ZMEC | Ordered | 10203697 | 10203697
MM29 | 10203698 | NO | M | NO | BLOCK RING 3RD, ISUZU | EA | ZMEC | Ordered | 10203698 | 10203698
MM29 | 10203699 | NO | M | NO | BLOCK SPRING I, ISUZU | EA | ZMEC | Ordered | 10203699 | 10203699
MM29 | 10203700 | NO | M | NO | SPRING (DETENT), ISUZU | EA | ZMEC | Ordered | 10203700 | 10203700
MM29 | 10203701 | NO | M | NO | NEEDLE BEARING, ISUZU | EA | ZMEC | Ordered | 10203701 | 10203701
MM15 | 10203703 | NO | M | NO | PIPE,2”,SCH.80,ASTM A312,Gr.TP904/L, | M | ZMEC | Ordered | 10203703 | 10203703
MM30 | 10203704 | NO | M | NO | FILLER WIRE, ER385 904L, 2.4MM, SFA 5.9 | KG | ZMEC | Ordered | 10203704 | 10203704
MM20 | 10203706 | NO | M | NO | WED SLING BELT COTTON, 6"x 7MTR, 1/2"THK | EA | ZMEC | Ordered | 10203706 | 10203706
MM20 | 10203707 | NO | M | NO | WED SLING BELT-COTTON,2"x4 MTR, 1/2"THK | EA | ZMEC | Ordered | 10203707 | 10203707
MM20 | 10203708 | NO | M | NO | LIFTING HOOK WITH LATCH, 3/4", 5 TON CAP | EA | ZMEC | Ordered | 10203708 | 10203708
MM29 | 10203710 | NO | M | NO | UPPER MANHOLE - VACUUM TANK, | EA | ZMEC | Ordered | 10203710 | 10203710
MM06 | 10203711 | NO | M | NO | AIR FILTER - VACUUM TANK | EA | ZMEC | Ordered | 10203711 | 10203711
MM07 | 10203712 | NO | M | NO | ELBOW 1/2"FNPTx1/2"FNPT,90 DEG.3000,GALV | EA | ZMEC | Ordered | 10203712 | 10203712
MM07 | 10203713 | NO | M | NO | TEE 1/2" FNPT, ASTM A105 CL3000 ASME,GAL | EA | ZMEC | Ordered | 10203713 | 10203713
MM28 | 10203714 | NO | M | NO | BALL VALVE 1/2",LNG PAT.ASTM B62 600CWP | EA | ZMEC | Ordered | 10203714 | 10203714
EM16 | 10203718 | NO | M | NO | JOINT PLATE CONNECTOR,50MM W x 50MM H | EA | ZMEC | Ordered | 10203718 | 10203718
EM16 | 10203719 | NO | M | NO | 6MM,SS BOLT,NUT & WASHER, FOR CABLE TRAY | EA | ZMEC | Ordered | 10203719 | 10203719
MM30 | 10203722 | NO | M | NO | WELDING ELECTRODES,SS,E316 L-16,2.4,ESAB | KG | ZMEC | Ordered | 10203722 | 10203722
MM30 | 10203723 | NO | M | NO | WELDING ELECTRODES,SS E316 L-16,3.2,ESAB | KG | ZMEC | Ordered | 10203723 | 10203723
MM29 | 10203724 | NO | M | NO | BRAKE MASTER CYLINDER, INTERNATIONAL BUS | EA | ZMEC | Ordered | 10203724 | 10203724
MM07 | 10203725 | NO | M | NO | GATE VALVE, 3/4", A105N, CL1500, NPT | EA | ZMEC | Ordered | 10203725 | 10203725
MM07 | 10203726 | NO | M | NO | CHECK VALVE, 3/4", A105N, CL1500, NPT | EA | ZMEC | Ordered | 10203726 | 10203726
MM20 | 10203728 | NO | M | NO | FINGER SAVER, 350 MM | EA | ZMEC | Ordered | 10203728 | 10203728
MM20 | 10203729 | NO | M | NO | FINGER SAVER, 295 MM | EA | ZMEC | Ordered | 10203729 | 10203729
MM29 | 10203730 | NO | M | NO | STEERING PUMP ASSY. ASM-P/S,K2-CM, GMC | EA | ZMEC | Ordered | 10203730 | 10203730
MM05 | 10203731 | NO | M | NO | SOFT IRON TIE WIRE | RL | ZMEC | Ordered | 10203731 | 10203731
MM28 | 10203738 | NO | M | NO | CHECK VALVE 6",DUAL PLATE,CL150,RF,CS | EA | ZMEC | Ordered | 10203738 | 10203738
MM06 | 10203741 | NO | M | NO | ELEMENT FUEL FILTER, ISUZU | EA | ZMEC | Ordered | 10203741 | 10203741
MM07 | 10203744 | NO | M | NO | CON. REDUCER 1"x3/4",CL6000,SW A105NB,B1 | EA | ZMEC | Ordered | 10203744 | 10203744
MM07 | 10203745 | NO | M | NO | NIPPLE 1",SMLS S-80 A106 GR. B 100MM PBE | EA | ZMEC | Ordered | 10203745 | 10203745
MM07 | 10203746 | NO | M | NO | BLIND FLANGE 3/4",300#, RF, A105N,S-160 | EA | ZMEC | Ordered | 10203746 | 10203746
MM07 | 10203747 | NO | M | NO | BLIND FLANGE 1",300#, RF, A105N, S-80 | EA | ZMEC | Ordered | 10203747 | 10203747
MM10 | 10203748 | NO | M | NO | GASKET 3/4",SPW,316SS,CL300,B16.20,RF | EA | ZMEC | Ordered | 10203748 | 10203748
MM10 | 10203749 | NO | M | NO | GASKET 1",S/WOUND,316SS WINDING, FLEXIBL | EA | ZMEC | Ordered | 10203749 | 10203749
MM28 | 10203752 | NO | M | NO | GATE VALVE 3/4",SW,800#, A105N BODY, BB, | EA | ZMEC | Ordered | 10203752 | 10203752
MM28 | 10203753 | NO | M | NO | GATE VALVE 1",SW,800#, A105N BODY, BB, | EA | ZMEC | Ordered | 10203753 | 10203753
MM28 | 10203754 | NO | M | NO | GATE VALVE 3/4",300#, A105N BODY, BB,RF, | EA | ZMEC | Ordered | 10203754 | 10203754
MM07 | 10203756 | NO | M | NO | WYE TYPE STRAINER, 3/4" | EA | ZMEC | Ordered | NO | NO
MM21 | 10203757 | NO | M | NO | SS PLATE, 6 MM, 316 L, (1.2m x 2.4m ) | EA | ZMEC | Ordered | 10203757 | 10203757
MM21 | 10203758 | NO | M | NO | SS PLATE, 8 MM, 316 L, (1.2m x 2.4m ) | EA | ZMEC | Ordered | 10203758 | 10203758
MM21 | 10203759 | NO | M | NO | SS PLATE, 10 MM, 316 L, (1.2m x 2.4m ) | EA | ZMEC | Ordered | 10203759 | 10203759
MM29 | 10203763 | NO | M | NO | LIMIT SWITCH SENSOR, XCMG CRANE | EA | ZMEC | Ordered | 10203763 | 10203763
MM07 | 10203764 | NO | M | NO | SOCKOLET 3/4", SW, ASTM A105, CL9000 | EA | ZMEC | Ordered | 10203764 | 10203764
AM07 | 10203765 | NO | M | NO | GLOVES, POLYAMIDE KNITTED, GREEN COLOR | PAA | ZMEC | Ordered | 10203765 | 10203765
AM07 | 10203766 | NO | M | NO | GOOGLES, CLEAR LENS, ANS12137, UVEX | EA | ZMEC | Ordered | 10203766 | 10203766
AM07 | 10203767 | NO | M | NO | GLOVES, ALUMINIZED HIGH TEMP. RESISTANT | PAA | ZMEC | Ordered | 10203767 | 10203767
AM07 | 10203768 | NO | M | NO | WINTER JACKET,HIGH VISIBILITY,CL-3,YELLO | EA | ZMEC | Ordered | 10203768 | 10203768
AM07 | 10203769 | NO | M | NO | SAFETY CHEMICAL BOOTS, | PAA | ZMEC | Ordered | 10203769 | 10203769
AM07 | 10203770 | NO | M | NO | OVERALL,ANTI-ACID ASSEMBLE HOOD, GREEN | EA | ZMEC | Ordered | 10203770 | 10203770
MM05 | 10203771 | NO | M | NO | U-BOLT, 6" x M20, HDG, W/2 NUTS | EA | ZMEC | Ordered | 10203771 | 10203771
CM02 | 10203772 | NO | M | NO | BEAM, W6 x 15, ASTM A36, 6 MTR LONG | M | ZMEC | Ordered | 10203772 | 10203772
CM02 | 10203773 | NO | M | NO | FLAT BAR, 75 x 10 MM, ASTM A36, | M | ZMEC | Ordered | 10203773 | 10203773
AM07 | 10203774 | NO | M | NO | SAFETY HARNESS WITH DOUBLE HOOK | SET | ZMEC | Ordered | 10203774 | 10203774
MM30 | 10203775 | NO | M | NO | WELDING BLANKET,SILICON COATED FIBERGLAS | RL | ZMEC | Ordered | 10203775 | 10203775
MM21 | 10203776 | NO | M | NO | MS PLATE, 8MM THK, 2 x 6 MTR, ASTM A36 | EA | ZMEC | Ordered | 10203776 | 10203776
MM21 | 10203777 | NO | M | NO | MS PLATE, 6 MM THICK, 2 x 6 MTR,ASTM A36 | EA | ZMEC | Ordered | 10203777 | 10203777
MM21 | 10203778 | NO | M | NO | MS SHEET, 2 MM THICK, 1.2 x 2.4 MTR,ASTM | EA | ZMEC | Ordered | 10203778 | 10203778
CM02 | 10203779 | NO | M | NO | ANGLE BAR, 35 x 35 x 5 MM, 6 MTR LONG | M | ZMEC | Ordered | 10203779 | 10203779
MM29 | 10203780 | NO | M | NO | BRAKE WHEEL MASTER CYLINDER, NAVARA | EA | ZMEC | Ordered | 10203780 | 10203780
MM29 | 10203781 | NO | M | NO | BRAKE SHOES, NAVARA | EA | ZMEC | Ordered | 10203781 | 10203781
MM25 | 10203782 | NO | M | NO | NYLON SLING BELT, 1" x 2 MTR | EA | ZMEC | Ordered | 10203782 | 10203782
MM25 | 10203783 | NO | M | NO | NYLON SLING BELT, 2" x 2 MTR | EA | ZMEC | Ordered | 10203783 | 10203783
MM25 | 10203784 | NO | M | NO | NYLON SLING BELT, 3" x 2 MTR | EA | ZMEC | Ordered | 10203784 | 10203784
MM25 | 10203785 | NO | M | NO | NYLON SLING BELT, 3" x 8 MTR | EA | ZMEC | Ordered | 10203785 | 10203785
MM25 | 10203786 | NO | M | NO | D-SHACKLE, 7/8" | EA | ZMEC | Ordered | 10203786 | 10203786
MM25 | 10203787 | NO | M | NO | BRONZE HAMMER, 1/2 KG | EA | ZMEC | Ordered | 10203787 | 10203787
MM25 | 10203788 | NO | M | NO | PLUMB BOB W/STRING | EA | ZMEC | Ordered | 10203788 | 10203788
MM25 | 10203789 | NO | M | NO | CHIPPING HAMMER | EA | ZMEC | Ordered | 10203789 | 10203789
MM25 | 10203790 | NO | M | NO | SCAFFOLDING BASKET | EA | ZMEC | Ordered | 10203790 | 10203790
MM03 | 10203791 | NO | M | NO | UNIFORM, CREAM PANT & KHAKI SHIRT | SET | ZMEC | Ordered | 10203791 | 10203791
MM05 | 10203792 | NO | M | NO | STUD BOLTS, 5/8”X105MM,ASTM A320-L7/A194 | EA | ZMEC | Ordered | 10203792 | 10203792
MM05 | 10203793 | NO | M | NO | STUD BOLTS, 5/8”X90MM (ASTM A320-L7/A194 | EA | ZMEC | Ordered | 10203793 | 10203793
MM30 | 10203798 | NO | M | NO | WELDING ELECTRODES,SS,316 L-16,4.0,ESAB | EA | ZMEC | Ordered | 10203798 | 10203798
MM25 | 10203801 | NO | M | NO | OXYGEN GAS REGULATOR, 4000 PSI, VICTOR | EA | ZMEC | Ordered | 10203801 | 10203801
MM25 | 10203802 | NO | M | NO | ACETHYLENE GAS REGULATOR,4000PSI,VICTOR | EA | ZMEC | Ordered | 10203802 | 10203802
MM25 | 10203804 | NO | M | NO | SS POWER BRUSH, WHEEL TYPE, 4.5" | EA | ZMEC | Ordered | 10203804 | 10203804
MM26 | 10203805 | NO | M | NO | HOLLOW TUBE, 100x100x2MMx12MTR | EA | ZMEC | Ordered | 10203805 | 10203805
MM26 | 10203806 | NO | M | NO | HOLLOW TUBE, 100x50x1.5MMx12MTR | EA | ZMEC | Ordered | 10203806 | 10203806
MM07 | 10203807 | NO | M | NO | DIFERRENTIAL PRESSURE GAUGE, 301-PI-1090 | EA | ZMEC | Ordered | NO | NO
MM07 | 10203808 | NO | M | NO | RED TEE,3"x2",S40xS80,BW,A234,B16.9,SMLS | EA | ZMEC | Ordered | 10203808 | 10203808
MM07 | 10203809 | NO | M | NO | WELDOLET,6"x3",S40,BW,A105,MSS SP 67 | EA | ZMEC | Ordered | 10203809 | 10203809
MM07 | 10203810 | NO | M | NO | GATE VALVE,2",RF,A216-WCB,CL300,API600 | EA | ZMEC | Ordered | NO | NO
MM28 | 10203811 | NO | M | NO | CHECKVALVE,3",SWING,CL300,RF,A216,TRIM#1 | EA | ZMEC | Ordered | NO | NO
MM28 | 10203812 | NO | M | NO | CHECKVALVE,2"SWING,CL300,RF,A216,TRIM#1 | EA | ZMEC | Ordered | NO | NO
MM27 | 10203813 | NO | M | NO | TYRE, 205/60 R16, HANKOOK | EA | ZMEC | Ordered | 10203813 | 10203813
MM07 | 10203814 | NO | M | NO | EQUALTEE,1.5",BW,S40,SMLS,UNS N08020 | EA | ZMEC | Ordered | 10203814 | 10203814
MM07 | 10203815 | NO | M | NO | ECC RED,1.5"x.75",BW,S40,SMLS,UNS N08020 | EA | ZMEC | Ordered | 10203815 | 10203815
MM07 | 10203816 | NO | M | NO | FLANGE,BLIND,0.75",RF,150,S40,UNS N08020 | EA | ZMEC | Ordered | 10203816 | 10203816
MM07 | 10203818 | NO | M | NO | FLANGE,0.75",WNRF,150,S40,UNS N08020 | EA | ZMEC | Ordered | 10203818 | 10203818
MM10 | 10203819 | NO | M | NO | GASKET,0.75",RF,150,NON-METALLIC,B16.5 | EA | ZMEC | Ordered | 10203819 | 10203819
MM07 | 10203824 | NO | M | NO | FLANGE,4",WNRF,SCH.80,A105N,CL150,B16.5 | EA | ZMEC | Ordered | 10203824 | 10203824
MM05 | 10203825 | NO | M | NO | U-BOLT,4"xM12,W/ 2N & 2W,A193-B7/A194-2H | EA | ZMEC | Ordered | 10203825 | 10203825
MM05 | 10203828 | NO | M | NO | HEXA BOLT,¾”x60MM, SS316 A193 B 8M,W/SPR | SET | ZMEC | Ordered | 10203828 | 10203828
MM07 | 10203829 | NO | M | NO | FLANGE 3/4", SW,150 # RF,S40, A182 F304L | EA | ZMEC | Ordered | 10203829 | 10203829
MM07 | 10203830 | NO | M | NO | SWAGE NIPPLE 3/4"x75MM, S40, 312 TP 304L | EA | ZMEC | Ordered | 10203830 | 10203830
MM07 | 10203831 | NO | M | NO | EQUAL TEE 3/4",SW,3000,S40,A 182,GR F304 | EA | ZMEC | Ordered | 10203831 | 10203831
MM07 | 10203832 | NO | M | NO | COUPLING 3/4", THREADED SS 304 L, SCH#40 | EA | ZMEC | Ordered | 10203832 | 10203832
MM07 | 10203833 | NO | M | NO | HEX. NIPPLE 1/4"X 3/4",SS 304 L BOTH END | EA | ZMEC | Ordered | 10203833 | 10203833
MM07 | 10203834 | NO | M | NO | NIPPLE 3/4 "X 150 MM LNG,SS 304 L, S40 | EA | ZMEC | Ordered | 10203834 | 10203834
MM05 | 10203836 | NO | M | NO | STUD BOLT,1/2"x 100mm,SS316,A193 B8M,W/2 | EA | ZMEC | Ordered | 10203836 | 10203836
CM02 | 10203838 | NO | M | NO | HOLLOW TUBE 60 x 30MM, 2 MM THICK | M | ZMEC | Ordered | 10203838 | 10203838
CM02 | 10203839 | NO | M | NO | ANGLE BAR, SS, 50X50X6MM, ASTM A276/ASME | M | ZMEC | Ordered | 10203839 | 10203839
MM06 | 10203840 | NO | M | NO | OIL FILTER, MALIBU | EA | ZMEC | Ordered | 10203840 | 10203840
MM29 | 10203848 | NO | M | NO | ENGINE FAN ASSY. MALIBU-2012 | EA | ZMEC | Ordered | 10203848 | 10203848
MM29 | 10203849 | NO | M | NO | UPPER LINK COMPLETE, NAVARA, NISSAN | EA | ZMEC | Ordered | 10203849 | 10203849
MM29 | 10203850 | NO | M | NO | BRAKE PAD, NAVARA - NISSAN | SET | ZMEC | Ordered | 10203850 | 10203850
MM29 | 10203851 | NO | M | NO | HUB BEARING, NAVARA - NISSAN | EA | ZMEC | Ordered | 10203851 | 10203851
MM29 | 10203853 | NO | M | NO | RADIATOR, MAXIMA-2012, NISSAN | EA | ZMEC | Ordered | 10203853 | 10203853
MM28 | 10203855 | NO | M | NO | VALVE WHEEL, for ACETYLENE CYLINDER | EA | ZMEC | Ordered | 10203855 | 10203855
MM13 | 10203857 | NO | M | NO | ENGINE OIL,SAE -5W30-API SN PLUS,DEXOS | L | ZMEC | Ordered | 10203857 | 10203857
MM17 | 10203858 | NO | M | NO | WATER PUMP, POWER GENERATOR, DOOSAN | EA | ZMEC | Ordered | 10203858 | 10203858
MM07 | 10203859 | NO | M | NO | PLUG,2",NPT,CS,A105N,RND HEAD,B16.11,GAL | EA | ZMEC | Ordered | 10203859 | 10203859
MM29 | 10203865 | NO | M | NO | STEERING DRAG LINK, COASTER | EA | ZMEC | Ordered | 10203865 | 10203865
MM07 | 10203866 | NO | M | NO | FLANGE, 14",WN,CL 105,FF,CS,ASTM,STD, | EA | ZMEC | Ordered | NO | NO
MM29 | 10203867 | NO | M | NO | HUB 16 TON, SEWAGE TANKER | EA | ZMEC | Ordered | 10203867 | 10203867
MM29 | 10203868 | NO | M | NO | WHEEL BOLT, SEWAGE TANKER | EA | ZMEC | Ordered | 10203868 | 10203868
MM29 | 10203869 | NO | M | NO | BRAKE SHOE, SEWAGE TANKER | EA | ZMEC | Ordered | 10203869 | 10203869
MM07 | 10203870 | NO | M | NO | PIPE CUTTER,SMALL, RIDGID THREADING M/C | EA | ZMEC | Ordered | 10203870 | 10203870
MM07 | 10203871 | NO | M | NO | PIPE CUTTER, BIG, RIDGID THREADING M/C | EA | ZMEC | Ordered | 10203871 | 10203871
MM07 | 10203872 | NO | M | NO | EXTENDED STEM W/ SUPPORT PLATES OF 1 MTR | EA | ZMEC | Ordered | NO | NO
EM07 | 10300006 | NO | M | EIELA0008 | CABLE LUG,PIN,1.5mm2,RED | EA | ZELC | Ordered | 10300006 | 10300006
EM05 | 10300017 | NO | M | GDPRT0021 | CONN. BOARD,STD,400 & 500,500-005065-007 | EA | ZELC | Ordered | 10300017 | 10300017
EM07 | 10300022 | NO | M | MIACC0144 | WIRE MESH,MS WELDED,8MMX200X200MM,SHEIVE | EA | ZELC | Ordered | 10300022 | 10300022
EM11 | 10300030 | NO | M | GDPRT0100 | HORN,FEDERAL,350,120VAC,356-350WBO-120 | EA | ZELC | Ordered | 10300030 | 10300030
EM02 | 10300061 | NO | M | NICON0034 | ARRESTOR,FLASH BACK,WESTERN,USA,F/ TORCH | SET | ZELC | Ordered | 10300061 | 10300061
EM05 | 10300065 | NO | M | EICON3166 | BOARD,PHENOLIC,3/4" x 4'x 8' | EA | ZELC | Ordered | 10300065 | 10300065
EM11 | 10300077 | NO | M | EMPNA0030 | HUB,8 PORT,D-LINK,W/24 VDC INPUT | EA | ZELC | Ordered | 10300077 | 10300077
EM07 | 10300078 | NO | M | EICAW0808 | FILLER WIRE,CS,ER70S-3,2.4mm,5kg/tube | KG | ZELC | Ordered | 10300078 | 10300078
EM05 | 10300080 | NO | M | EMPRT0076 | PCBASSY,INTERFACE TO MOTHERBOARD,B74674A | EA | ZELC | Ordered | 10300080 | 10300080
EM22 | 10300092 | NO | M | MIPNA0130 | INSTALLATION KIT,SR1997.235 | KIT | ZELC | Ordered | 10300092 | 10300092
EM19 | 10300112 | NO | M | EIELA0072 | LIGHT,UNIVERSAL,RITTAL,PS4155.110 | EA | ZELC | Ordered | 10300112 | 10300112
EM08 | 10300121 | NO | M | CMLBM0003 | LOOP BACK CHASSIS,SIGNAL CRAFTER,302800+ | EA | ZELC | Ordered | 10300121 | 10300121
EM22 | 10300127 | NO | M | MIPNA0134 | PLINTH,FRONT&REAR,RITTAL,TS8601.800 | EA | ZELC | Ordered | 10300127 | 10300127
EM07 | 10300147 | NO | M | CBCAW0531 | CABLE,4Cx35mm2,0.6/1KV,CU/XLPE | M | ZELC | Ordered | 10300147 | 10300147
EM07 | 10300149 | NO | M | EICON2105 | CABLE LUG,HOOD BLADE,CEMBRE,BFPPL30,2.5 | EA | ZELC | Ordered | 10300149 | 10300149
EM07 | 10300151 | NO | M | EICON3313 | CABLE LUG,BOOTLESS,1mm2,INSULATED | EA | ZELC | Ordered | 10300151 | 10300151
EM07 | 10300152 | NO | M | CBCAW0153 | CABLE,COPPER WIRE,INSUL.GREEN,35MM2,2AWG | M | ZELC | Ordered | 10300152 | 10300152
EM07 | 10300154 | NO | M | EIELA0330 | CABLE LUG,BOOTLESS,Cu,0.5mm2 | EA | ZELC | Ordered | 10300154 | 10300154
EM07 | 10300174 | NO | M | EIELA0018 | LUG,CABLE,1.5MM,FLAT TYPE,RF-PP-16/23 | PAC | ZELC | Ordered | 10300174 | 10300174
EM11 | 10300180 | NO | M | MICAF1214 | CONNECTOR,LIQUID TIGHT,STRAIGHT,1/2" | EA | ZELC | Ordered | 10300180 | 10300180
EM15 | 10300182 | NO | M | MICAF0368 | CONDUIT,LIQUID TIGHT,3/4",100FT/ROLL | M | ZELC | Ordered | 10300182 | 10300182
EM07 | 10300187 | NO | M | EICON0236 | CABLE LUG,FLAT,CEMBRE,RF-PP12,1.5mm2,RED | PAC | ZELC | Ordered | 10300187 | 10300187
EM07 | 10300195 | NO | M | EICON3199 | CABLE LUG,RING,CEMBRE,BF-M4,1.5-2.5mm2 | EA | ZELC | Ordered | 10300195 | 10300195
EM07 | 10300196 | NO | M | CBCAW0250 | CABLE,GROUNDING,1Cx16mm2,0.6/1kV,GREEN | M | ZELC | Ordered | 10300196 | 10300196
EM07 | 10300199 | NO | M | CBCAW0737 | CABLE,3CX6MM2/STD PVC JKET,RED,BLK&GREEN | EA | ZELC | Ordered | 10300199 | 10300199
EM07 | 10300205 | NO | M | CBCAW0728 | CABLE,2CX6MM2/STD PVC JKET,RED & BLACK | EA | ZELC | Ordered | 10300205 | 10300205
EM07 | 10300214 | NO | M | EICAF2017 | CABLE LUG,PIN,CEMBRE,RF-P12,1.5mm2,RED | EA | ZELC | Ordered | 10300214 | 10300214
EM07 | 10300220 | NO | M | CBCAW0727 | CABLE,2CX10MM2/STD PVC JACKET,RED&BLACK | EA | ZELC | Ordered | 10300220 | 10300220
EM07 | 10300223 | NO | M | EICON2108 | CABLE LUG,RING,CEMBRE,RF-M4,1.5mm,RED | EA | ZELC | Ordered | 10300223 | 10300223
EM11 | 10300230 | NO | M | EICNR0011 | CONNECTOR,DB9,MALE,9PIN,WITH COVER | EA | ZELC | Ordered | 10300230 | 10300230
EM07 | 10300232 | NO | M | EICON2104 | CABLE LUG,HOOD BLADE,CEMBRE,GFPPL46,4mm | EA | ZELC | Ordered | 10300232 | 10300232
EM07 | 10300239 | NO | M | CBCAW0586 | CABLE, POWER, 4Cx120mm2, 0.6/1KV | M | ZELC | Ordered | 10300239 | 10300239
EM07 | 10300243 | NO | M | CBCAW0358 | CABLE,6102018TFT4,UNSHIELD,Tin Cu,18CORE | M | ZELC | Ordered | 10300243 | 10300243
EM07 | 10300250 | NO | M | CBCAW0195 | CABLE,1Cx630mm2,15KV,CU/XLPE /PVC | M | ZELC | Ordered | 10300250 | 10300250
EM07 | 10300251 | NO | M | CBCAW0001 | CABLE,6101866TFT4,16PR,18/16 TIN Cu | M | ZELC | Ordered | 10300251 | 10300251
EM07 | 10300262 | NO | M | EIELA0112 | CABLE LUG,U-TYPE,2.5mm2(S),BLUE | EA | ZELC | Ordered | 10300262 | 10300262
EM07 | 10300266 | NO | M | EICON0049 | CABLE TIE,3.6x200mm,WHITE,100PCS/PKT | PAC | ZELC | Ordered | 10300266 | 10300266
EM07 | 10300276 | NO | M | CBCAW0515 | CABLE,4C X 4 MM2,XLPE,SWA 600/1000 | EA | ZELC | Ordered | 10300276 | 10300276
EM22 | 10300286 | NO | M | MIPNA0049 | PLINTH TRIM,SIDE,RITTAL,TS8601.080 | EA | ZELC | Ordered | 10300286 | 10300286
EM30 | 10300297 | NO | M | CNTPS0006 | MASKING TAPE, 2", | RL | ZELC | Ordered | 10300297 | 10300297
EM11 | 10300301 | NO | M | EISGR0013 | OUTLET,POWER SOCKET,220V,20A,60HZ | EA | ZELC | Ordered | 10300301 | 10300301
EM07 | 10300304 | NO | M | EICON2848 | CABLE LUG,RING,TIN Cu,185mm2x12mm,1 HOLE | EA | ZELC | Ordered | 10300304 | 10300304
EM07 | 10300311 | NO | M | EICAW0108 | CABLE,CONTROL,4x10mm2,1kV,Cu/XLPE/PVC | M | ZELC | Ordered | 10300311 | 10300311
EM07 | 10300314 | NO | M | EICON2236 | CABLE TIE,BAND-IT,SS,300mm,100PCS/PKT | PAC | ZELC | Ordered | 10300314 | 10300314
EM07 | 10300324 | NO | M | CBCAW0732 | CABLE,4CX35MM2/STD PVC JKET,RED,YEL,BLUE | EA | ZELC | Ordered | 10300324 | 10300324
EM07 | 10300329 | NO | M | EIELA0086 | CABLE GLAND,HAWKE,BRASS,M20,EX'D' | EA | ZELC | Ordered | 10300329 | 10300329
EM07 | 10300341 | NO | M | CBCAW0731 | CABLE,4CX50MM2/STD PVC JKET,RED,YELLOW | EA | ZELC | Ordered | 10300341 | 10300341
EM07 | 10300343 | NO | M | EIELA0113 | CABLE LUG,RING,2.4mm2(M),BLUE | EA | ZELC | Ordered | 10300343 | 10300343
EM04 | 10300349 | NO | M | BTBTR0033 | BATTERY,150 AH,12V,AC DELCO | EA | ZELC | Ordered | 10300349 | 10300349
EM12 | 10300352 | NO | M | TBPTB0027 | PLUG,DISCONNECT,PHOENIX,ST-K4,5025462 | EA | ZELC | Ordered | 10300352 | 10300352
EM16 | 10300358 | NO | M | EICAW0788 | CABLE TRAY,PERFORATED,HDG,100X50MMX2X3M | EA | ZELC | Ordered | 10300358 | 10300358
EM07 | 10300365 | NO | M | EICAW0566 | CABLE,1Px16AWG,SHIELDED,600V,XLPE,SWA | M | ZELC | Ordered | 10300365 | 10300365
EM07 | 10300373 | NO | M | EICON2218 | CABLE LUG,RING,2.5mm2,BLUE | EA | ZELC | Ordered | 10300373 | 10300373
EM22 | 10300374 | NO | M | MIPNA0198 | BRACKET,RITTAL,DK7827.480,CORNER FOR TS | EA | ZELC | Ordered | 10300374 | 10300374
EM07 | 10300383 | NO | M | CBCAW0733 | CABLE,4CX10MM2/STD PVC JKET,RED,YELLOW | EA | ZELC | Ordered | 10300383 | 10300383
EM07 | 10300386 | NO | M | CBCAW0717 | CABLE,115KV,1CX400SQMM,XLPE,4 0KA,COPPER | EA | ZELC | Ordered | 10300386 | 10300386
EM07 | 10300400 | NO | M | MIACC0090 | CABLE TIE, KSS, CV-165 | PAC | ZELC | Ordered | 10300400 | 10300400
EM04 | 10300403 | NO | M | BTBTR0023 | BATTERY,ACDELCO,N40MF,32C24R,12V | EA | ZELC | Ordered | 10300403 | 10300403
EM07 | 10300414 | NO | M | EICON3034 | CABLE LUG,BOOTLESS,1.5mm2,BLACK | EA | ZELC | Ordered | 10300414 | 10300414
EM04 | 10300417 | NO | M | BTBTR0034 | BATTERY,ACDELCO,CCH-140RC300,80Ah,12V | EA | ZELC | Ordered | 10300417 | 10300417
EM07 | 10300422 | NO | M | EICON1471 | CABLE LUG,RING,CEMBRE,GF-M5,4mm2,YELLOW | EA | ZELC | Ordered | 10300422 | 10300422
EM07 | 10300423 | NO | M | EICON1553 | CABLE LUG,FLAT,CEMBRE,BF-PP12,2.5mm2 | EA | ZELC | Ordered | 10300423 | 10300423
EM19 | 10300432 | NO | M | EIELA0273 | BALLAST,110V,FOR TUBE LIGHT | EA | ZELC | Ordered | 10300432 | 10300432
EM12 | 10300438 | NO | M | MKTBM0008 | MARKER,FS,WEIDMULLER,0473560051,51-100 | EA | ZELC | Ordered | 10300438 | 10300438
EM12 | 10300454 | NO | M | MKTBM0009 | MARK STRIP,PHOENIX,1051029,ZB6,PRINTED | EA | ZELC | Ordered | 10300454 | NO
EM12 | 10300463 | NO | M | SRELA0010 | MARKER,WDM,0460660001,DEK 5 | BOX | ZELC | Ordered | 10300463 | 10300463
EM12 | 10300474 | NO | M | TBPTB0024 | TERMINAL BLOCK,PHOENIX,2777027,W1.5mm | EA | ZELC | Ordered | 10300474 | 10300474
EM24 | 10300502 | NO | M | CLRAF0069 | RELAY,ALSTOM,P591601A0M000B | EA | ZELC | Ordered | NO | NO
EM24 | 10300516 | NO | M | CCCMM0004 | RELAY,ABB,RK428004-AA,WITH RX4 BASE | EA | ZELC | Ordered | 10300516 | 10300516
EM07 | 10300562 | NO | M | EICON0013 | FERRULE TUBE,NON HEATSHRINK,KSS,3.5mm2 | RL | ZELC | Ordered | 10300562 | 10300562
EM07 | 10300576 | NO | M | EICON2456 | TERMINAL LUG,CABLE,RING TYPE,1.5MM2 | EA | ZELC | Ordered | 10300576 | 10300576
EM15 | 10300582 | NO | M | EICAF0073 | UNION,CPVC,1",SCH80 | EA | ZELC | Ordered | 10300582 | 10300582
EM22 | 10300587 | NO | M | MIACC0066 | PLASTIC DUCT,25x45 | M | ZELC | Ordered | 10300587 | 10300587
EM19 | 10300589 | NO | M | EIACC0665 | LIGHT,EMERGENCY EXIT,220V | EA | ZELC | Ordered | 10300589 | 10300589
EM30 | 10300594 | NO | M | EICON3421 | TAPE,VINYL ELECTRICAL,HITECH,66FT,GREEN | RL | ZELC | Ordered | 10300594 | 10300594
EM12 | 10300595 | NO | M | TBPTB0028 | TERMINAL BLOCK,PHOENIX,2777014,UDK4-TG | EA | ZELC | Ordered | 10300595 | 10300595
EM07 | 10300600 | NO | M | CBCAW0074 | CABLE,CONTROL,2Cx4mm2,CU/XLPE/PVC/SWA | M | ZELC | Ordered | 10300600 | 10300600
EM07 | 10300614 | NO | M | CBCAW0054 | CABLE,4CX4MM2/LEAD SHIELDED,RED,YEL,BLUE | EA | ZELC | Ordered | 10300614 | 10300614
EM07 | 10300622 | NO | M | EIINU0007 | FERRULE,BACK,6MM OD,SS316,BFM6-316 | EA | ZELC | Ordered | 10300622 | 10300622
EM30 | 10300630 | NO | M | EICON3419 | TAPE,VINYL ELECTRICAL,HITECH,66FT,BLUE | RL | ZELC | Ordered | 10300630 | 10300630
EM07 | 10300632 | NO | M | EIELA0046 | CABLE LUG,RING,VR,1.5mm,RED | EA | ZELC | Ordered | 10300632 | 10300632
EM12 | 10300640 | NO | M | CLRAF0050 | TERMINAL BLOCK,PHOENIX,3104013,MTK-P/P | EA | ZELC | Ordered | 10300640 | 10300640
EM19 | 10300644 | NO | M | EILSY0156 | EXIT LIGHT+FIXTURE,NLCP,653R,220V,60Hz | EA | ZELC | Ordered | 10300644 | 10300644
EM07 | 10300648 | NO | M | CBCAW0740 | WIRE,FLEX,1CX16AWG,1.5MM2,600/1000V,BLUE | RL | ZELC | Ordered | 10300648 | 10300648
EM07 | 10300651 | NO | M | EIELA0343 | CABLE LUG, U TYPE, CEMBRE, RF-U4, 1.5MM2 | EA | ZELC | Ordered | 10300651 | 10300651
EM33 | 10300662 | NO | M | TLTLS0456 | SIDE CUTTING PLIER | EA | ZELC | Ordered | 10300662 | 10300662
EM07 | 10300664 | NO | M | ECCNR0007 | RIBBON CABLE,B65912,MONTHER&INTERFACE BD | EA | ZELC | Ordered | 10300664 | 10300664
EM30 | 10300665 | NO | M | OSOFC0957 | RIBBON,LABELLING MACHINE,TZ-251,24mm | EA | ZELC | Ordered | 10300665 | 10300665
EM25 | 10300671 | NO | M | ECRTA0022 | RESISTOR,PRICISION,PR1/4A,TC25,250R | EA | ZELC | Ordered | 10300671 | 10300671
EM30 | 10300691 | NO | M | CNSTN0047 | SCOTCH TAPE,3M,SIZE:3/4" | RL | ZELC | Ordered | 10300691 | 10300691
EM30 | 10300716 | NO | M | CNCON0078 | SILICON SEALANT,GREY,1l | EA | ZELC | Ordered | 10300716 | 10300716
EM11 | 10300719 | NO | M | EIELA0336 | SOCKET,COMPACT,ABB,1MRK002136-D,2.5mm2 | EA | ZELC | Ordered | 10300719 | 10300719
EM12 | 10300722 | NO | M | EMTRD0005 | SIGNAL ISOLATOR,PT/RTD,WDM,8432150000 | EA | ZELC | Ordered | 10300722 | 10300722
EM22 | 10300733 | NO | M | MIPNA0141 | SWING FRAME,RITTAL,SR1980.200,F/ STOPPER | EA | ZELC | Ordered | 10300733 | 10300733
EM11 | 10300742 | NO | M | EIACC0279 | SWITCH,AC,LEGRAND,45A,220V | EA | ZELC | Ordered | 10300742 | 10300742
EM22 | 10300745 | NO | M | MIPNA0023 | SWING FRAME,RITTAL,SR2345.700 | EA | ZELC | Ordered | 10300745 | 10300745
EM22 | 10300747 | NO | M | MIPNA0052 | SUPPORT BRACKET,RITTAL,PS4182.000 | EA | ZELC | Ordered | 10300747 | 10300747
EM28 | 10300753 | NO | M | ECINU0024 | SWITCH ASSY,089-8301-002 | EA | ZELC | Ordered | 10300753 | 10300753
EM12 | 10300765 | NO | M | TBPTB0025 | COMPONENT PLUG,ST-BE,PHOENIX,2802316 | EA | ZELC | Ordered | 10300765 | 10300765
EM19 | 10300767 | NO | M | EILSY0004 | TUBE LIGHT,40W,220V | EA | ZELC | Ordered | 10300767 | 10300767
EM19 | 10300769 | NO | M | EILSY0226 | TUBE LIGHT,FLOURESCENT,18W | EA | ZELC | Ordered | 10300769 | 10300769
EM22 | 10300781 | NO | M | EIACC0641 | DUCT,PVC,W60xHT80xLG2 m,WITH COVER | EA | ZELC | Ordered | 10300781 | 10300781
EM22 | 10300791 | NO | M | MIPNA0116 | SIDE PANEL,RITTAL,TS8108.235,2000x800 | PAC | ZELC | Ordered | 10300791 | 10300791
EM08 | 10300793 | NO | M | CCTRA0004 | COVER PLATE,FOR EMPTY PLACES 8 TE | EA | ZELC | Ordered | 10300793 | 10300793
EM30 | 10300794 | NO | M | EICON3422 | TAPE,VINYL ELECTRICAL,HITECH,66FT,BLACK | RL | ZELC | Ordered | 10300794 | 10300794
EM01 | 10300802 | NO | M | CNCON0684 | WATER COOLANT,4 l PER GALLON | GAL | ZELC | Ordered | 10300802 | 10300802
EM15 | 10300806 | NO | M | EICAF2965 | CONDUIT,LIQUID TIGHT FLEXIBLE,1/2" | M | ZELC | Ordered | 10300806 | 10300806
EM22 | 10300809 | NO | M | EIELA0078 | THERMOSTAT,RITTAL,SK3110.000 | EA | ZELC | Ordered | 10300809 | 10300809
EM11 | 10300814 | NO | M | EICNR0009 | CONNECTOR,D9,FEMALE,9PIN,WITH COVER | EA | ZELC | Ordered | 10300814 | 10300814
EM19 | 10300834 | NO | M | EILSY0281 | FIXTURE,EMERGENCY LIGHT,2X36W W/BATTERY | EA | ZELC | Ordered | 10300834 | 10300834
EM07 | 10300837 | NO | M | CBCAW0005 | CABLE,ELECTROCABLES,5602059TFT4,9PAIR | M | ZELC | Ordered | 10300837 | 10300837
EM05 | 10300843 | NO | M | CNCON0756 | PHENOLIC BOARD,18MM | EA | ZELC | Ordered | 10300843 | 10300843
EM30 | 10300844 | NO | M | EICON0021 | TAPE,ELECTRICAL,3M,TAMFLEX,WHITE | RL | ZELC | Ordered | 10300844 | 10300844
EM07 | 10300846 | NO | M | MIACC0076 | CABLE MARKER, KSS, MC-2 | PAC | ZELC | Ordered | 10300846 | 10300846
EM07 | 10300855 | NO | M | CBCAW0090 | CABLE,CONTROL,LV,12Cx2.5mm2,1KV,CU/XLPE | M | ZELC | Ordered | 10300855 | 10300855
EM07 | 10300856 | NO | M | CBCAW0063 | CABLE,7CX2.5MM2/CU TAPE,CU/XLPE/0.6/1KV | M | ZELC | Ordered | 10300856 | 10300856
EM11 | 10300857 | NO | M | EIINU0027 | PLUG,SS316,12MM OD,BLPM12-316 | EA | ZELC | Ordered | 10300857 | 10300857
EM07 | 10300867 | NO | M | CBCAW0739 | WIRE,FLEX, 1C X 1.5MM2,600/1000V,GREY | RL | ZELC | Ordered | 10300867 | 10300867
EM07 | 10300869 | NO | M | CBCAW0743 | WIRE, 1C X 2.5MM2,600/1000V,GRN/YELOW | RL | ZELC | Ordered | 10300869 | 10300869
EM11 | 10300874 | NO | M | ECINU0110 | ADAPTOR,ELEC,3/4"NPTM-1/2"NPTF,EEX DE | EA | ZELC | Ordered | 10300874 | 10300874
EM30 | 10300879 | NO | M | EICON3423 | TAPE,VINYL ELECTRICAL,HITECH,66FT,YELLOW | RL | ZELC | Ordered | 10300879 | 10300879
EM11 | 10300884 | NO | M | EICMP0003 | TANK,WATER HEATER,110V,80 LTRS,VERTICAL | EA | ZELC | Ordered | 10300884 | 10300884
EM07 | 10300889 | NO | M | EIELA0145 | CONDUCTOR,40MM X 6MM,BARE CU,FLAT | EA | ZELC | Ordered | 10300889 | 10300889
EM13 | 10300903 | NO | M | CNSTN0020 | INK RIBBON,FOR CANNON FERRULE M/C,MK2100 | RL | ZELC | Ordered | 10300903 | 10300903
EM33 | 10300911 | NO | M | CNCON0701 | WASH TIMER,FOR WASHING MACHINE | PAA | ZELC | Ordered | 10300911 | 10300911
EM12 | 10300932 | NO | M | SRELA0011 | MARKER,WDM,0460660011,DEK 5,FROM 11- 20 | BOX | ZELC | Ordered | 10300932 | 10300932
EM25 | 10300942 | NO | M | ECRTA0032 | RESISTOR,PRECISION,PR1/4A,TC25,500R,0.01 | EA | ZELC | Ordered | 10300942 | 10300942
EM30 | 10300943 | NO | M | EICON2642 | TAPE,INSULATION,SCOTCH35,3M,BLUE | RL | ZELC | Ordered | 10300943 | 10300943
EM12 | 10300948 | NO | M | TBWTB0044 | TERMINAL BLOCK,WDM,0172160000,4mm2,10A | EA | ZELC | Ordered | 10300948 | 10300948
EM22 | 10300957 | NO | M | MIACC0110 | DUCT,PVC,100x100mm,2M LGH,WITH COVER | EA | ZELC | Ordered | 10300957 | 10300957
EM22 | 10300963 | NO | M | MIACC0102 | DUCT,PVC,100x80x3mLG | EA | ZELC | Ordered | 10300963 | 10300963
EM07 | 10300973 | NO | M | EIELA0340 | CABLE LUG,U-TYPE,2.5mm2(L),BLUE | EA | ZELC | Ordered | 10300973 | 10300973
EM19 | 10300989 | NO | M | EILSY0149 | FIXTURE,FLOOD LIGHTING,400W,220V,EURO | EA | ZELC | Ordered | 10300989 | 10300989
EM07 | 10300992 | NO | M | CBPWC0031 | WIRE,SIS,1Cx14AWG,0.6/1kV,Cu/XLPE,WHITE | RL | ZELC | Ordered | 10300992 | 10300992
EM22 | 10300997 | NO | M | MKCON0008 | ENGRAVING PLATE,17x39mm,WHITE,TEXT:BLACK | EA | ZELC | Ordered | 10300997 | 10300997
EM11 | 10301004 | NO | M | EICON3516 | CLIP,SS,FOR STRAP BAND,1/2" | PAC | ZELC | Ordered | 10301004 | 10301004
EM08 | 10301006 | NO | M | EMGPS0003 | CLOCK,GPS,ARBITER,1094B+CA0021360,10-60V | EA | ZELC | Ordered | 10301006 | 10301006
EM30 | 10301007 | NO | M | EICON2710 | CLEANER,CABLE,BRAND: CRC | EA | ZELC | Ordered | 10301007 | 10301007
EM33 | 10301015 | NO | M | TLTLS0485 | CENTER PUNCH,6",MADE IN GERMANY | EA | ZELC | Ordered | 10301015 | 10301015
EM07 | 10301020 | NO | M | CBCAW0426 | WIRE,SIS,XHHW,14AWG,600V,RED | M | ZELC | Ordered | 10301020 | 10301020
EM22 | 10301021 | NO | M | MKCON0049 | ENGRAVING PLATE,45x9mm,BLACK TEXT | EA | ZELC | Ordered | 10301021 | 10301021
EM22 | 10301024 | NO | M | MKCON0047 | ENGRAVING PLATE,130x50mm,BLACK TEXT | EA | ZELC | Ordered | 10301024 | 10301024
EM12 | 10301029 | NO | M | TBPTB0009 | END CLAMP,PHOENIX,1201442,H35.3xW9.5mm2 | EA | ZELC | Ordered | 10301029 | 10301029
EM22 | 10301030 | NO | M | MKCON0004 | ENGRAVING PLATE,12MM,WHITE,TEXT: BLACK | EA | ZELC | Ordered | 10301030 | 10301030
EM07 | 10301033 | NO | M | EICON3507 | CABLE LUG,FLAT,CEMBRE,BF-PP12/25,2.5mm2 | EA | ZELC | Ordered | 10301033 | 10301033
EM11 | 10301034 | NO | M | GDDET0255 | INSERT,SPLASHGURD,1.5",THRD,613120000700 | EA | ZELC | Ordered | 10301034 | 10301034
EM30 | 10301036 | NO | M | EICON2585 | TAPE,VINYL ELECTRICAL,HITECH,66FT, RED | RL | ZELC | Ordered | 10301036 | 10301036
EM12 | 10301038 | NO | M | CLRAF0051 | TB MARKER,PHOENIX,0818108,UC-TM 5,5mm | EA | ZELC | Ordered | 10301038 | 10301038
EM33 | 10301046 | NO | M | TLTLS0458 | HACKSAW FRAME,BAHCO,317,12",SWEDEN | EA | ZELC | Ordered | 10301046 | 10301046
EM11 | 10301050 | NO | M | EICON1095 | FUSE,1A,250V | EA | ZELC | Ordered | 10301050 | 10301050
EM18 | 10301083 | NO | M | EICMP0006 | HEATER,WATER,80 LTR,220 V | EA | ZELC | Ordered | 10301083 | 10301083
EM07 | 10301096 | NO | M | EIELA0142 | GLAND,CABLE,1C X 70 MM²,NON ARMOUR TYPE | EA | ZELC | Ordered | 10301096 | 10301096
EM22 | 10301106 | NO | M | MIPNA0099 | MOUNTING ANGLE,RITTAL,DK7827.200,19",42U | EA | ZELC | Ordered | 10301106 | 10301106
EM07 | 10301108 | NO | M | EIELA0087 | CABLE GLAND,Brass,Ex,1/2” NPT,O,Hawke501 | EA | ZELC | Ordered | 10301108 | 10301108
EM23 | 10301114 | NO | M | EMPWS0009 | INVERTER,DC/AC,CSI/FC-1K-R0199 | EA | ZELC | Ordered | 10301114 | 10301114
EM30 | 10301138 | NO | M | OSOFC0449 | MAGIC TAPE,FANTASTIC,3/4" | RL | ZELC | Ordered | 10301138 | 10301138
EM07 | 10301148 | NO | M | EIINU0026 | FRONT FERRULE,SS316,6MM OD,FFM6-316 | EA | ZELC | Ordered | 10301148 | 10301148
EM07 | 10301154 | NO | M | EICAF3871 | LUG,TINNED CU,2.5MM2,PIN TYPE,UL LISTED | EA | ZELC | Ordered | 10301154 | 10301154
EM07 | 10301165 | NO | M | EIELA0045 | LUG,TERM.,2.5 SQMM. RING TYPE,RED,RF-M4 | EA | ZELC | Ordered | 10301165 | 10301165
EM19 | 10301167 | NO | M | EILSY0152 | LIGHTING FIXTURE+BULB,FLOURESCENT,40W | EA | ZELC | Ordered | 10301167 | 10301167
EM12 | 10301168 | NO | M | TBPTB0026 | FIXED BRIDGE BAR,F10-6,PHOENIX,0203250 | EA | ZELC | Ordered | 10301168 | 10301168
EM07 | 10301182 | NO | M | CBPWC0027 | WIRE,SIS,MESC,1Cx14AWG,CU/XLPE,RED,500ft | RL | ZELC | Ordered | 10301182 | NO
EM07 | 10301183 | NO | M | CBPWC0053 | WIRE,SIS,1Cx14AWG,0.6/1kV,Cu/XLPE,BLACK | M | ZELC | Ordered | 10301183 | 10301183
EM12 | 10301192 | NO | M | EIPTB0001 | END STOPPER,PHONEIX,E/UK,1201442 | EA | ZELC | Ordered | 10301192 | 10301192
EM11 | 10301193 | NO | M | EICAF3661 | PLUG, SS316, 1/2", CL3000, NPT | EA | ZELC | Ordered | 10301193 | 10301193
EM12 | 10301198 | NO | M | TBWTB0073 | END PLATE,WDM,0211360000,SAKR,400V,10A | EA | ZELC | Ordered | 10301198 | 10301198
EM12 | 10301199 | NO | M | TBWTB0077 | END PLATE,WDM,0150960000,SAKD 2.5N,1.5MM | EA | ZELC | Ordered | 10301199 | 10301199
EM11 | 10301202 | NO | M | EICON2889 | DUPLEX RECEPTACLE,20A,220V,NEMA-6 20R | EA | ZELC | Ordered | 10301202 | 10301202
EM07 | 10301205 | NO | M | EICAW0732 | WIRE,SIS,12AWG,0.6/1kV,GREEN | M | ZELC | Ordered | 10301205 | 10301205
EM36 | 10301210 | NO | M | EICON2272 | TIE WIRE,EPOXY COATED,#16 | RL | ZELC | Ordered | 10301210 | 10301210
EM15 | 10301212 | NO | M | EICAF1012 | COUPLING, 3/4", PVC COATED | EA | ZELC | Ordered | NO | NO
EM22 | 10301215 | NO | M | MKCON0046 | ENGRAVING PLATE,470x50mm,BLACK TEXT | EA | ZELC | Ordered | 10301215 | 10301215
EM22 | 10301218 | NO | M | SRPNL0009 | ENCLOSURE,PANEL,2200X800X800MM,F/SCADA | EA | ZELC | Ordered | 10301218 | 10301218
EM07 | 10301231 | NO | M | CBCAW0658 | CONTROL CABLE,4C X 4 SQMM,CU/X/CUT/FRV | M | ZELC | Ordered | 10301231 | 10301231
EM22 | 10301240 | NO | M | CRPNL0003 | ENCLOSURE,H2100xW800xD800 mm | EA | ZELC | Ordered | 10301240 | 10301240
EM22 | 10301241 | NO | M | MIPNA0149 | EYE BOLT,RITTAL,PS4568.000,M12 | EA | ZELC | Ordered | 10301241 | 10301241
EM12 | 10301254 | NO | M | CLRAF0087 | END CLAMP,PHOENIX,3022276,CLIPFIX 35-5 | EA | ZELC | Ordered | 10301254 | 10301254
EM07 | 10301256 | NO | M | CBCAW0084 | CABLE,POWER,3Cx4mm2,6V/1KV,CU/XLPE/SWA/ | M | ZELC | Ordered | 10301256 | 10301256
EM22 | 10301260 | NO | M | MKCON0050 | ENGRAVING PLATE,40x16mm,BLACK TEXT | EA | ZELC | Ordered | 10301260 | 10301260
EM11 | 10301262 | NO | M | CBCAW0221 | EXTENSION CORD,HEAVY DUTY, 50M/ROLL | EA | ZELC | Ordered | 10301262 | 10301262
EM22 | 10301266 | NO | M | MKCON0002 | ENGRAVING PLATE,120X170MM,STAINLESSSTEEL | EA | ZELC | Ordered | 10301266 | 10301266
EM22 | 10301268 | NO | M | MKCON0014 | ENGRAVING PLATE,10X17MM,WHITE,TEXT:BLACK | EA | ZELC | Ordered | 10301268 | 10301268
EM22 | 10301269 | NO | M | MKCON0052 | ENGRAVING PLATE,100x30mm,WHITE TEXT | EA | ZELC | Ordered | 10301269 | 10301269
EM34 | 10301274 | NO | M | EMTRD0004 | TRANSDUCER,CURRENT,TILLQUIST,I480RT-2511 | EA | ZELC | Ordered | 10301274 | 10301274
EM22 | 10301276 | NO | M | MIACC0021 | DIN RAIL,TS35,PERFORATED,0801733,NS35/75 | EA | ZELC | Ordered | 10301276 | 10301276
EM22 | 10301280 | NO | M | MIACC0011 | TRUNKING RACE WAY,60x100mm,GRAY | EA | ZELC | Ordered | 10301280 | NO
EM34 | 10301285 | NO | M | EMTRD0001 | TRANSDUCER,VOLTAGE,TILLQUIST,U420RT-151 | EA | ZELC | Ordered | 10301285 | 10301285
EM07 | 10301289 | NO | M | CNCON0117 | TIE WIRE,PLASTIC COATED,16 GUAGE,GREEN | KG | ZELC | Ordered | 10301289 | 10301289
EM08 | 10301299 | NO | M | EICNR0004 | D-SUB SOLDER,R34-25-MSTS,25PIN,MALE | EA | ZELC | Ordered | 10301299 | 10301299
EM08 | 10301300 | NO | M | EICNR0005 | D-SUB HOOD,SWERWOOD,R61-25-1-C-S,METAL | EA | ZELC | Ordered | 10301300 | 10301300
EM30 | 10301308 | NO | M | OSOFC0362 | DISPENSER,SCOTCH TAPE,FOR 3/4" 3M TAPE | EA | ZELC | Ordered | 10301308 | 10301308
EM22 | 10301311 | NO | M | MIPNA0139 | DOOR STAY,RITTAL,PS4583.000,PACK OFS | EA | ZELC | Ordered | 10301311 | 10301311
EM19 | 10301321 | NO | M | EILSY0228 | TUBE,FLOURESCENT,DAY LIGHT,36W | EA | ZELC | Ordered | 10301321 | 10301321
EM07 | 10301330 | NO | M | EICON1980 | FERRULE TUBE,4.5mm,YELLOW,200M/ROLL | RL | ZELC | Ordered | 10301330 | 10301330
EM22 | 10301337 | NO | M | MKCON0048 | ENGRAVING PLATE,45x12mm,BLACK TEXT | EA | ZELC | Ordered | 10301337 | 10301337
EM07 | 10301338 | NO | M | EICAW0573 | LSF POWER CABLE,3Cx150mm2,SWA,6/10KV | M | ZELC | Ordered | 10301338 | 10301338
EM07 | 10301340 | NO | M | CBCAW0181 | CABLE,POWER,3Cx185mm2,600V/1K,XLPE | M | ZELC | Ordered | 10301340 | 10301340
EM08 | 10301343 | NO | M | EMGPS0001 | GPS SUBSTATION CLOCK,1094B,I/P 85-264VAC | EA | ZELC | Ordered | 10301343 | 10301343
EM11 | 10301349 | NO | M | MKRTA0005 | LABEL,LOCATION (1- 52) ,990-0196,197,198 | SET | ZELC | Ordered | 10301349 | 10301349
EM07 | 10301352 | NO | M | CBPWC0039 | WIRE,SIS,1Cx14AWG,0.6/1kV,Cu/XLPE,GREEN | M | ZELC | Ordered | 10301352 | 10301352
EM04 | 10301360 | NO | M | BTBTR0032 | Battery charger | EA | ZELC | Ordered | 10301360 | 10301360
ITM1 | 10301364 | NO | M | CBCAW0003 | UTP Cat-5 Cable (305 Mts. / Roll) | M | ZELC | Ordered | 10301364 | 10301364
EM11 | 10301368 | NO | M | CBCAW0164 | Fluke Multimeter Probe | EA | ZELC | Ordered | 10301368 | 10301368
EM07 | 10301386 | NO | M | CBCAW0757 | Control Cable 12C x 2.5 Sqmm, Armored | M | ZELC | Ordered | 10301386 | 10301386
EM07 | 10301388 | NO | M | CBCAW0759 | WIRE, FLEX, 1C X 4MM2, 600/1000V, YELLOW | RL | ZELC | Ordered | 10301388 | 10301388
EM07 | 10301393 | NO | M | CBCNR0044 | Cable Lugs, Hook Type, Size: 4 sq.mm | PAC | ZELC | Ordered | 10301393 | 10301393
EM07 | 10301396 | NO | M | CBCNR0049 | Brass Cable Gland - Size: CW 20L with Lo | EA | ZELC | Ordered | 10301396 | 10301396
EM16 | 10301415 | NO | M | EIACC0583 | Fuse, 44/100A for multimeter | EA | ZELC | Ordered | 10301415 | 10301415
EM22 | 10301417 | NO | M | EIACC0620 | PUSH BUTTON | EA | ZELC | Ordered | 10301417 | 10301417
EM11 | 10301419 | NO | M | EICAF1697 | Grounding Clamp for Welding Machine | EA | ZELC | Ordered | 10301419 | 10301419
EM07 | 10301429 | NO | M | EICAW0847 | Control Cable 12C x 2.5mm MESC, PN# 7614 | M | ZELC | Ordered | 10301429 | 10301429
AM03 | 10301430 | NO | M | EICMP0007 | ELECTRICAL STOVE DOUBLE BURNER | EA | ZELC | Ordered | 10301430 | 10301430
EM11 | 10301433 | NO | M | EICON0120 | Grounding Bushing 1-1/2" | EA | ZELC | Ordered | 10301433 | 10301433
EM11 | 10301436 | NO | M | EICON0371 | Terminal Lugs - BF-U4 (100 pcs/pkt) | PAC | ZELC | Ordered | 10301436 | 10301436
EM11 | 10301443 | NO | M | EICON2102 | Ferrul Tube, White - Non-Shrinkable, Siz | RL | ZELC | Ordered | 10301443 | 10301443
EM11 | 10301445 | NO | M | EICON2106 | 2.5mm Blue Sleeved Lugs Ring Type, Order | EA | ZELC | Ordered | 10301445 | 10301445
EM15 | 10301446 | NO | M | EICON2316 | Unistrut Channel Clamp - Size: 1-1/2" (w | PAA | ZELC | Ordered | 10301446 | 10301446
EM11 | 10301447 | NO | M | EICON2423 | Grounding Rod/Clamp - Size: 3/4" | EA | ZELC | Ordered | 10301447 | 10301447
EM08 | 10301448 | NO | M | EICON2550 | Convenience Outlet 20A,220V,Nema-6-20R p | EA | ZELC | Ordered | 10301448 | 10301448
EM11 | 10301451 | NO | M | EICON2918 | CRC contact cleaner | EA | ZELC | Ordered | 10301451 | 10301451
EM11 | 10301461 | NO | M | EIELA0031 | Insulated Lugs, 2.5mm2, Ring Type with 4 | PAC | ZELC | Ordered | 10301461 | 10301461
EM11 | 10301462 | NO | M | EIELA0069 | Copper Ground Strip (40 x 6mm) | M | ZELC | Ordered | 10301462 | 10301462
EM08 | 10301464 | NO | M | EIELA0348 | Single Contact Block - 1 NO, MCB-10 | EA | ZELC | Ordered | 10301464 | 10301464
EM08 | 10301466 | NO | M | EIELA0351 | Single Contact Block - 1 NC, MCB-01 | EA | ZELC | Ordered | 10301466 | 10301466
EM08 | 10301467 | NO | M | EIELA0352 | MODULAR PUSH BUTTON,ABB,1SFA611100R1006 | EA | ZELC | Ordered | 10301467 | 10301467
EM08 | 10301468 | NO | M | EIELA0353 | Modular Contact Block Holder, MCBH-00 | EA | ZELC | Ordered | 10301468 | 10301468
EM08 | 10301469 | NO | M | EIELA0354 | Auxiliary contact, S2C-H02L | EA | ZELC | Ordered | 10301469 | 10301469
EM12 | 10301471 | NO | M | EIELA0356 | Spring Loaded Terminal (Feedthrough and | EA | ZELC | Ordered | 10301471 | 10301471
EM12 | 10301472 | NO | M | EIELA0357 | FEM8T6 End Sections Grey, FEM8T6 | EA | ZELC | Ordered | 10301472 | 10301472
EM12 | 10301473 | NO | M | EIELA0358 | M6/8.RS Spring Loaded Screw Clamp Termin | EA | ZELC | Ordered | 10301473 | 10301473
EM22 | 10301481 | NO | M | EILSY0342 | Push Button Black with 2NO contacts, Ty | EA | ZELC | Ordered | 10301481 | 10301481
EM22 | 10301482 | NO | M | EILSY0349 | Modular Lamp Block, MCBH-003, ABB | EA | ZELC | Ordered | 10301482 | 10301482
EM22 | 10301483 | NO | M | EILSY0350 | LED BULB,ABB,1SFA616921R2145,110TO130V | EA | ZELC | Ordered | 10301483 | 10301483
EM22 | 10301484 | NO | M | EILSY0351 | MODULAR PILOT LIGHT,ABB,1SFA611400R1005 | EA | ZELC | Ordered | 10301484 | 10301484
EM08 | 10301496 | NO | M | EIMCB0086 | MCB,2CDS272061R0377,S202M-K6UC | EA | ZELC | Ordered | 10301496 | 10301496
EM08 | 10301497 | NO | M | EIMCB0087 | MCB,ABB,2CDS282001R0427,S 202P-K10 | EA | ZELC | Ordered | 10301497 | 10301497
EM22 | 10301515 | NO | M | EISGR0034 | GIOVENZANA ROTARY SWITCH,BLACK COLOR, RE | EA | ZELC | Ordered | 10301515 | 10301515
EM11 | 10301545 | NO | M | MIACC0032 | LIMIT SWITCH | EA | ZELC | Ordered | 10301545 | 10301545
EM30 | 10301550 | NO | M | MIACC0063 | DUCT,PVC,W80 x H80,2M LGTH,W/COVER | EA | ZELC | Ordered | 10301550 | 10301550
EM30 | 10301555 | NO | M | MICON0376 | Hose clamp, 2" | EA | ZELC | Ordered | 10301555 | 10301555
EM11 | 10301570 | NO | M | MKCON0005 | Engraving Plate - Size: 55 x 190mm Color | EA | ZELC | Ordered | 10301570 | 10301570
EM30 | 10301582 | NO | M | MKINM0015 | Stainless Steel Tag | EA | ZELC | Ordered | 10301582 | 10301582
EM12 | 10301585 | NO | M | MKTBM0021 | Marker for terminal blocks - UC-TM 10, | EA | ZELC | Ordered | 10301585 | 10301585
EM12 | 10301586 | NO | M | MKTBM0022 | Marker for terminal blocks - UC-TM 8, | EA | ZELC | Ordered | 10301586 | 10301586
EM12 | 10301589 | NO | M | MKTBM0046 | M6/8.SNB Screw Clamp Terminal Blocks, M | EA | ZELC | Ordered | 10301589 | 10301589
EM12 | 10301590 | NO | M | MKTBM0047 | Terminal Block Markers,PEBP | EA | ZELC | Ordered | 10301590 | 10301590
EM11 | 10301596 | NO | M | SRELA0003 | WAP 2.5-10 End Plate - 1050000000 | EA | ZELC | Ordered | 10301596 | 10301596
EM12 | 10301598 | NO | M | TBPTB0014 | Terminal Block MTK - P/P PN#3104013 | EA | ZELC | Ordered | 10301598 | 10301598
EM11 | 10301604 | NO | M | TBPTB0041 | MARKER CARRIER UBE/D, PHOENIX, 0800307 | EA | ZELC | Ordered | 10301604 | 10301604
EM12 | 10301610 | NO | M | TBTBM0003 | End Cover D-MTK, P/N : 3101029 | EA | ZELC | Ordered | 10301610 | 10301610
EM12 | 10301613 | NO | M | TBTBM0008 | AC Terminal Blocks - CTS4USC | EA | ZELC | Ordered | 10301613 | 10301613
EM12 | 10301614 | NO | M | TBTBM0009 | AC Terminal Blocks - End Plate, EPUSC | EA | ZELC | Ordered | 10301614 | 10301614
EM12 | 10301619 | NO | M | TBTBM0014 | Terminal Block, Phoenix, UK 6 N, 3004524 | EA | ZELC | Ordered | 10301619 | 10301619
EM11 | 10301632 | NO | M | CBCNR0051 | CABLE GLAND, BRASS, CW 32S, W/LOCKNUT | EA | ZELC | Ordered | 10301632 | 10301632
EM11 | 10301633 | NO | M | CBCNR0053 | Cable gland Brass, 25L, CU, XLPE / 0.6/ | EA | ZELC | Ordered | 10301633 | 10301633
EM11 | 10301635 | NO | M | CBCNR0055 | Cable gland Brass, 32S, 12 X 2.5 mm2 St | EA | ZELC | Ordered | 10301635 | 10301635
EM11 | 10301643 | NO | M | EICAF3921 | CABLE GLAND, BRASS, CW 25S, W/LOCKNUT | EA | ZELC | Ordered | 10301643 | 10301643
EM22 | 10301659 | NO | M | EIPNL0035 | Cubicle Front Swing Rack Panel 2200mm X | EA | ZELC | Ordered | 10301659 | 10301659
EM11 | 10301689 | NO | M | EMTRD0016 | TAP Position Transducer ( P/N # LK29 ) | EA | ZELC | Ordered | 10301689 | 10301689
EM11 | 10301694 | NO | M | SRINS0033 | ABB FT Switch - Type 4C2P, Made in Swede | EA | ZELC | Ordered | 10301694 | 10301694
EM12 | 10301700 | NO | M | TBWTB0084 | WEW 35/2, END BRACKET,1061200000,W/MULLE | EA | ZELC | Ordered | 10301700 | 10301700
EM09 | 10301710 | NO | M | EIMCB0100 | 1 Pole, 2 A MCB, 125 VDC REF.553306 | EA | ZELC | Ordered | 10301710 | 10301710
EM09 | 10301713 | NO | M | EIMCB0089 | 1P 6A 220VAC MCB Ref.553049 | EA | ZELC | Ordered | 10301713 | 10301713
EM09 | 10301714 | NO | M | EIMCB0102 | 1P 6A MCB (125VDC) Ref. number 553309 | EA | ZELC | Ordered | 10301714 | 10301714
EM09 | 10301715 | NO | M | EIMCB0064 | 1P10A MCB 220VAC Ref.553051 | EA | ZELC | Ordered | 10301715 | 10301715
EM09 | 10301716 | NO | M | EIMCB0094 | 2 pole 10A MCB 220VAC Ref.553070 | EA | ZELC | Ordered | 10301716 | 10301716
EM09 | 10301720 | NO | M | EIMCB0061 | 2P 10A 125VDC MCB REF.553327 | EA | ZELC | Ordered | 10301720 | 10301720
EM09 | 10301721 | NO | M | EIMCB0059 | 2P 20A 125VDC MCB REF.553330 | EA | ZELC | Ordered | 10301721 | 10301721
EM09 | 10301722 | NO | M | EIMCB0101 | 2P 6A MCB (220VAC) Ref. number 553068 | EA | ZELC | Ordered | 10301722 | 10301722
IM03 | 10301726 | NO | M | CBCAS0025 | D.20 CABLE ASSEMBLY,977-0089/120 | EA | ZELC | Ordered | 10301726 | 10301726
EM12 | 10301727 | NO | M | TBPTB0052 | Disconnect terminal block - UK 4-TG, | EA | ZELC | Ordered | 10301727 | 10301727
EM22 | 10301730 | NO | M | EIPNL0045 | ENCLOSURE , 800W X 2200H X 800D | SET | ZELC | Ordered | 10301730 | 10301730
EM22 | 10301731 | NO | M | EIPNL0047 | ENCLOSURE, W800 X H2200 X D800 | SET | ZELC | Ordered | 10301731 | 10301731
EM12 | 10301732 | NO | M | TBPTB0053 | End cover - D-UK 4/10, (3003020) | EA | ZELC | Ordered | 10301732 | 10301732
EM12 | 10301733 | NO | M | EIELA0361 | End Sections, FEM8,1SNA113373R2600 | EA | ZELC | Ordered | 10301733 | 10301733
EM12 | 10301738 | NO | M | TBPTB0051 | Ground modular TB- USLKG5, (0441504) | EA | ZELC | Ordered | 10301738 | 10301738
EM30 | 10301751 | NO | M | EICON3538 | Marker Tube, Suitable for 2.5 mm wire | M | ZELC | Ordered | 10301751 | 10301751
EM11 | 10301758 | NO | M | EILSY0366 | MUSHROOM OPERATOR - PUSH BUTTON | EA | ZELC | Ordered | 10301758 | 10301758
EM23 | 10301766 | NO | M | EIPWS0024 | Power Supply, Model # PS002-1 | EA | ZELC | Ordered | 10301766 | 10301766
EM30 | 10301774 | NO | M | MKCON0072 | SS Tag ocal Supply as per specs | EA | ZELC | Ordered | 10301774 | 10301774
EM11 | 10301805 | NO | M | EIELA0359 | FEMR8 End Sections Grey, | EA | ZELC | Ordered | 10301805 | 10301805
EM11 | 10301809 | NO | M | EISGM0084 | COMELETRIC R20 SERIES, 3/6 | EA | ZELC | Ordered | 10301809 | 10301809
EM11 | 10301830 | NO | M | EISGR0038 | DIGITAL A/C VOLTMETER / 3 Ph / 96 x 96 | EA | ZELC | Ordered | 10301830 | 10301830
EM11 | 10301832 | NO | M | EISGM0038 | Disconnect Switch; 400V, 200 A | EA | ZELC | Ordered | 10301832 | 10301832
EM11 | 10301833 | NO | M | EISGM0041 | Disconnect Switch; 400V, 60 A | EA | ZELC | Ordered | 10301833 | 10301833
EM11 | 10301834 | NO | M | EISGM0040 | Disconnect Switch; 400V, 30 A | EA | ZELC | Ordered | 10301834 | 10301834
EM11 | 10301844 | NO | M | MIACC0115 | Cable Marker Strip | EA | ZELC | Ordered | 10301844 | 10301844
EM07 | 10301847 | NO | M | EICAW0929 | FIBER OPTIC CABLE, MULTI-MODE | M | ZELC | Ordered | 10301847 | 10301847
MM29 | 10301851 | NO | M | EILSY0159 | Single Phase Packing Cartoon | EA | ZELC | Ordered | 10301851 | 10301851
EM11 | 10301852 | NO | M | TBPTB0060 | TERMINAL BLOCK - URTK/S-BEN 10 - 030910 | EA | ZELC | Ordered | 10301852 | 10301852
EM11 | 10301879 | NO | M | CBCNR0050 | CABLE GLAND,BRASS, CW 25L W/LOCKNUT | EA | ZELC | Ordered | 10301879 | 10301879
EM11 | 10301890 | NO | M | EMELM0041 | TAP POSITION INDICAT.10-400OHM,EMCO ELEC | EA | ZELC | Ordered | 10301890 | 10301890
EM30 | 10301893 | NO | M | CNMSL0024 | Battery Cell 1.5V, AA | EA | ZELC | Ordered | 10301893 | 10301893
EM11 | 10301896 | NO | M | EITCM0010 | INSULATION PLASTIC PAPER, 20 MM | EA | ZELC | Ordered | 10301896 | 10301896
EM30 | 10301910 | NO | M | EICON2939 | SS Tags As per Sample | EA | ZELC | Ordered | 10301910 | 10301910
EM30 | 10301912 | NO | M | EICON2425 | Electrical Plug - 110V/220V | EA | ZELC | Ordered | 10301912 | 10301912
EM30 | 10301917 | NO | M | MKCON0032 | Engraving Plate 100x70mm SS | EA | ZELC | Ordered | 10301917 | 10301917
EM07 | 10301920 | NO | M | CBCAW0782 | CABLE,INST.2PX16AWG,FR,300V,BLACK | M | ZELC | Ordered | 10301920 | 10301920
EM07 | 10301922 | NO | M | CBCAW0784 | CABLE,1CX70MM2M.V.CU/XLPE/PVC6KV | M | ZELC | Ordered | 10301922 | 10301922
EM07 | 10301924 | NO | M | CBCAW0786 | CABLE,1CX300MM2,CU/XLPE/PVC0.6/1KV | M | ZELC | Ordered | 10301924 | 10301924
EM07 | 10301926 | NO | M | EICAW0958 | CABLE,19CX2.5sqmmwithCUconductors, | M | ZELC | Ordered | 10301926 | 10301926
EM07 | 10301927 | NO | M | EICAW1020 | CABLE,4CX2.5sqmmwithCUconductors | M | ZELC | Ordered | 10301927 | 10301927
EM24 | 10301949 | NO | M | EIRLY0086 | Relay,AVR,EMAX,7792314,129V | EA | ZELC | Ordered | 10301949 | 10301949
EM07 | 10301957 | NO | M | CBCAW0106 | POWERCABLE-2Cx6MM2,PVC+FR,1KV | M | ZELC | Ordered | 10301957 | 10301957
EM19 | 10302163 | NO | M | SCSAF0140 | EmergencyLight | EA | ZELC | Ordered | 10302163 | 10302163
EM18 | 10302216 | NO | M | OSOFC0944 | WATER HEATER,TANK, 50 LITR, 110/220V | EA | ZELC | Ordered | 10302216 | 10302216
EM30 | 10302223 | NO | M | EIACC0481 | Roundtwopinplugs | EA | ZELC | Ordered | 10302223 | 10302223
EM30 | 10302224 | NO | M | EILSY0371 | ELECTRONICBALLASTRAPIDSTART(2x40W)110/22 | EA | ZELC | Ordered | 10302224 | 10302224
EM30 | 10302232 | NO | M | EICON2068 | TAPE,VINYL ELECTRICAL,HITECH,66FT,BLACK | RL | ZELC | Ordered | 10302232 | 10302232
EM11 | 10302234 | NO | M | EIELA0335 | ABB Combi Flex - 15 Sqmm | EA | ZELC | Ordered | 10302234 | 10302234
EM11 | 10302240 | NO | M | CBCAW0787 | GROUNDINGConductor1x95MM2,YEL/GRN | M | ZELC | Ordered | 10302240 | 10302240
EM30 | 10302259 | NO | M | EILSY0374 | RECEPTACLE: W/PROOF, 60A, 600VAC, 3W,4P, | EA | ZELC | Ordered | 10302259 | 10302259
EM30 | 10302260 | NO | M | EILSY0373 | RECEPTACLE, W/ PROOF, 200A, 600VAC, 3W,4 | EA | ZELC | Ordered | 10302260 | 10302260
EM15 | 10302280 | NO | M | EICAF4451 | REDUCER, 1” M x ¾” F, GI | EA | ZELC | Ordered | 10302280 | 10302280
EM19 | 10302284 | NO | M | EILSY0119 | METAL HALIDE LAMP 400W,220V | EA | ZELC | Ordered | 10302284 | 10302284
EM30 | 10302287 | NO | M | MKCON0002 | ENGRAVING SS PLATE - 100mm X 70mm | EA | ZELC | Ordered | 10302287 | 10302287
EM30 | 10302288 | NO | M | CCACC0018 | ENGRAVING SS PLATE - 130mm X 50mm | EA | ZELC | Ordered | 10302288 | 10302288
EM24 | 10302294 | NO | M | EIRLY0087 | UNDER/OVER VOLTAGE RELAY | EA | ZELC | Ordered | 10302294 | 10302294
EM24 | 10302303 | NO | M | EIACC0094A | TRANSFORMER NEUTRAL BUSHING, RTV SILICON | EA | ZELC | Ordered | 10302303 | 10302303
EM25 | 10302304 | NO | M | EIACC0094B | CAPACITOR BANK, RTV SILICON COATING, GRE | EA | ZELC | Ordered | 10302304 | 10302304
EM24 | 10302305 | NO | M | EIEEQ0013 | SURGE ARRESTOR, RTV SILICON COATING, GRE | EA | ZELC | Ordered | 10302305 | 10302305
IM03 | 10302306 | NO | M | EIEEQ0014 | CABLE SEALING END, RTV SILICON COATING, | EA | ZELC | Ordered | 10302306 | 10302306
EM24 | 10302307 | NO | M | EIACC0093 | TRANSFORMER HV BUSHING, RTV SILICON COAT | EA | ZELC | Ordered | 10302307 | 10302307
EM24 | 10302308 | NO | M | MIELA0005A | REGULATOR CARD FOR BENNING CHARGER PART | EA | ZELC | Ordered | 10302308 | 10302308
EM24 | 10302309 | NO | M | MIELA0005B | REGULATOR CARD FOR BENNING CHARGER PART | EA | ZELC | Ordered | 10302309 | 10302309
EM19 | 10302310 | NO | M | EIELA0072 | PANEL LIGHTING (UNIVERSAL USE) | EA | ZELC | Ordered | 10302310 | 10302310
EM07 | 10302311 | NO | M | CBCAW0791 | CABLE, 19C x 1.5 MM2, IEC 6050-1 | M | ZELC | Ordered | 10302311 | 10302311
EM07 | 10302312 | NO | M | CBCAW0792 | CABLE, 27C x 1.5 MM2, IEC 6050-1 | M | ZELC | Ordered | 10302312 | 10302312
EM07 | 10302314 | NO | M | CBCAW0790 | CABLE, 12C x 1.5 MM2, IEC 6050-1, | M | ZELC | Ordered | 10302314 | 10302314
EM30 | 10302316 | NO | M | CBTPS0001 | COPPER TAPE. SIZE: 25MM(W) X 3MM(T) | M | ZELC | Ordered | 10302316 | 10302316
EM30 | 10302319 | NO | M | CBCAW0166 | GROUNDING CABLE 1C X 240 MM2 CU/PVC, YG | M | ZELC | Ordered | 10302319 | 10302319
EM07 | 10302328 | NO | M | CBCAW0788 | CABLE, INSTRUMENTATION, 1P X 1.0 MM2 | M | ZELC | Ordered | 10302328 | 10302328
EM07 | 10302329 | NO | M | EICAW0668 | CABLE, GROUNDING, 1 C X 25MM2. Y/G | M | ZELC | Ordered | NO | NO
EM30 | 10302333 | NO | M | EICON0067 | CABLE CLAMP,DIA 66 MM,(1CX630MM2), NMG | EA | ZELC | Ordered | 10302333 | 10302333
EM22 | 10302340 | NO | M | MKCON0075 | ENGRAVING PLATE, SS - 100mm X 70mm | EA | ZELC | Ordered | 10302340 | 10302340
EM22 | 10302341 | NO | M | MKCON0076 | ENGRAVING PLATE, SS - 130mm X 50mm | EA | ZELC | Ordered | 10302341 | 10302341
EM22 | 10302342 | NO | M | EIPNL0050 | ENCLOSURE, SS316, 762 MM x 762 MM x 203 | EA | ZELC | Ordered | 10302342 | 10302342
EM11 | 10302346 | NO | M | EIEEQ0392 | DC REGULATOR CARD, 10091560, BENNING | EA | ZELC | Ordered | 10302346 | 10302346
EM11 | 10302351 | NO | M | CBCNR0074 | CABLE GLAND 75L, BRASS, 1C x 630 MM2 | EA | ZELC | Ordered | 10302351 | 10302351
EM18 | 10302352 | NO | M | EICON0069 | WATER HEATER, No-EJCS-20, 220 V, 1 PHASE | EA | ZELC | Ordered | 10302352 | 10302352
EM22 | 10302361 | NO | M | MKCON0080 | OUT GOING ARROW SYMBOL, (READY MADE) | EA | ZELC | Ordered | 10302361 | 10302361
EM22 | 10302362 | NO | M | MKCON0081 | WINDING TRANSFORMER SYMBOL (READY MADE) | EA | ZELC | Ordered | 10302362 | 10302362
EM22 | 10302363 | NO | M | MKCON0082 | COIL RESISTOR SYMBOL (REDY MADE) | EA | ZELC | Ordered | 10302363 | 10302363
EM22 | 10302364 | NO | M | MKCON0083 | CAPACITOR BANK SYMBOL (READY MADE) | EA | ZELC | Ordered | 10302364 | 10302364
EM22 | 10302365 | NO | M | EILSY0332 | MIMIC BUS STRIP, 2MM THICK | EA | ZELC | Ordered | 10302365 | 10302365
EM11 | 10302366 | NO | M | CBCAS0081 | TERMINATION KIT, CABLE 1Cx630 MM2,INDOOR | EA | ZELC | Ordered | 10302366 | 10302366
EM30 | 10302373 | NO | M | EICAS0006 | TREFOIL CABLE NON-MAGNETIC CLAMP, 62 MM, | EA | ZELC | Ordered | NO | NO
EM30 | 10302374 | NO | M | EICAS0007 | SINGLE FORMAT CABLE NON MAGN. CLAMP,62MM | EA | ZELC | Ordered | NO | NO
EM30 | 10302375 | NO | M | EICAS0008 | SINGLE FORMAT CABLE NON-MAG. CLAMP,128MM | EA | ZELC | Ordered | NO | NO
EM30 | 10302376 | NO | M | EICAS0009 | SINGLE FORMAT CABLE NON-MAG.CLAMP,125 MM | EA | ZELC | Ordered | NO | NO
EM30 | 10302377 | NO | M | EICAS0010 | SINGLE FORMAT CABLE NON-MAG. CLAMP,102MM | EA | ZELC | Ordered | NO | NO
EM11 | 10302378 | NO | M | EIEEQ0011 | HVAC SYSTEM, PUSc580F2C1, Air Flow:14808 | SET | ZELC | Ordered | 10302378 | 10302378
EM11 | 10302379 | NO | M | EIEEQ0011 | HVAC SYSTEM, PUSc710F2C1, AIR FLOW:20735 | SET | ZELC | Ordered | 10302379 | 10302379
EM11 | 10302380 | NO | M | EIEEQ0011 | HVAC SYSTEM, PUSc490F2C1,AIR FLOW: 11382 | SET | ZELC | Ordered | 10302380 | 10302380
EM11 | 10302381 | NO | M | EIEEQ0011 | HVAC SYSTEM, PUSc580F2C1,Air Flow: 14620 | SET | ZELC | Ordered | 10302381 | 10302381
EM11 | 10302382 | NO | M | EIEEQ0011 | HVAC SYSTEM, PUSc710F2C1,AIR FLOW: 20490 | SET | ZELC | Ordered | 10302382 | 10302382
EM11 | 10302383 | NO | M | EIEEQ0011 | HVAC SYSTEM, PUSc490F2C1,AIR FLOW 12665 | SET | ZELC | Ordered | 10302383 | 10302383
EM11 | 10302384 | NO | M | EIEEQ0011 | HVAC SYSTEM-PACU - SQ, OPER. SPARE PARTS | SET | ZELC | Ordered | 10302384 | 10302384
EM30 | 10302385 | NO | M | N/A | METALLIC CLAMP, 70 MM DIA, 1C x 630 SQMM | EA | ZELC | Ordered | 10302385 | 10302385
EM30 | 10302388 | NO | M | N/A | METAALLIC CLAMP,105 MM DIA,3C x 24O MM2 | EA | ZELC | Ordered | 10302388 | 10302388
EM22 | 10302389 | NO | M | N/A | ENCLOSURE, SS, 508 x 406 x 203 (HxWxD) | EA | ZELC | Ordered | 10302389 | 10302389
EM11 | 10302390 | NO | M | N/A | DRAIN BREATHER: SS, NEMA 4X, CRH-ACDPES | EA | ZELC | Ordered | 10302390 | 10302390
EM25 | 10302391 | NO | M | N/A | SERIES RESISTOR, 0 - 300 Ohm, 160 Watt | EA | ZELC | Ordered | 10302391 | 10302391
EM30 | 10302393 | NO | M | N/A | DUCT SEAL, 200MM-EDSU-NR45, W/O HOLE | EA | ZELC | Ordered | 10302393 | 10302393
EM30 | 10302394 | NO | M | N/A | DUCT SEAL, 100MM-EDSU-NR45, W/O HOLE | EA | ZELC | Ordered | 10302394 | 10302394
EM30 | 10302395 | NO | M | N/A | DUCT SEAL, 250MM-EDSU-NR45, W/O HOLE | EA | ZELC | Ordered | 10302395 | 10302395
EM30 | 10302396 | NO | M | N/A | DUCT SEAL, 200MM-CDSU-NR45, W/HOLE | EA | ZELC | Ordered | 10302396 | 10302396
EM30 | 10302397 | NO | M | N/A | DUCT SEAL, 150MM-CDSU-NR45, W/HOLE | EA | ZELC | Ordered | 10302397 | 10302397
EM30 | 10302398 | NO | M | N/A | DUCT SEAL, 150MM-CDSU-NR45, W/HIOLE | EA | ZELC | Ordered | 10302398 | 10302398
EM30 | 10302399 | NO | M | N/A | DUCT SEAL, 200MM-CDSU-NR45, W/HOLE | EA | ZELC | Ordered | 10302399 | 10302399
EM30 | 10302400 | NO | M | N/A | DUCT SEAL, 200MM-CDSU-NR45, W/HOLE | EA | ZELC | Ordered | 10302400 | 10302400
EM30 | 10302405 | NO | M | N/A | CLEAR PVC WIREBRAID HOSE 2", PLUTONE | M | ZELC | Ordered | 10302405 | 10302405
EM21 | 10302406 | NO | M | N/A | MANUAL MOTOR STARTER, 25-30 AMPS, ABB | EA | ZELC | Ordered | 10302406 | 10302406
EM21 | 10302407 | NO | M | N/A | MANUAL MOTOR STARTER, 20-25 AMPS, ABB | EA | ZELC | Ordered | 10302407 | 10302407
EM24 | 10302409 | NO | M | NO | RELAY, ABB,RK926315-BP | EA | ZELC | Ordered | 10302409 | 10302409
EM11 | 10302410 | NO | M | NO | VARISTOR,METROSIL,ZB9411571-600AS31S1195 | EA | ZELC | Ordered | 10302410 | 10302410
EM24 | 10302412 | NO | M | NO | RELAY,ABB,REB650-1MRK006520-AD | EA | ZELC | Ordered | 10302412 | 10302412
EM24 | 10302413 | NO | M | NO | RELAY,ABB,RED670-1.2B32X00B10B11B21C24P+ | EA | ZELC | Ordered | 10302413 | 10302413
EM24 | 10302414 | NO | M | NO | RELAY,ABB,RET670-1.2B40X00A01A02D04E01P+ | EA | ZELC | Ordered | 10302414 | 10302414
EM04 | 10302415 | NO | M | N/A | BATTERY, 55D23R-MF, 12 VOLTS | EA | ZELC | Ordered | 10302415 | 10302415
IM03 | 10302416 | NO | M | NO | CABLE,4Cx70sqmm,CU/XLPE/FRPVC | M | ZELC | Ordered | 10302416 | 10302416
EM22 | 10302421 | NO | M | N/A | JUNCTION BOX, CRH - XLHS13030201+MP | EA | ZELC | Ordered | 10302421 | 10302421
EM30 | 10302430 | NO | M | NO | ENGRAVING PLATE,SS,100mm X 50mm | EA | ZELC | Ordered | 10302430 | 10302430
EM07 | 10302431 | NO | M | N/A | CABLE,SIGNAL,1PRx16AWG,(1.5MM2)300V,SWA | M | ZELC | Ordered | 10302431 | 10302431
EM07 | 10302432 | NO | M | N/A | CABLE, SIGNAL, 1PRx16AWG,(1.5MM2) 300V | M | ZELC | Ordered | 10302432 | 10302432
EM11 | 10302434 | NO | M | N/A | ELBOW 1/2",90 DEG.FLEX.LIQUID TIGHT | EA | ZELC | Ordered | 10302434 | 10302434
EM30 | 10302437 | NO | M | N/A | REDUCER, 3/4” M x ½” F, GI | EA | ZELC | Ordered | 10302437 | 10302437
EM16 | 10302440 | NO | M | NO | CABLE RACK CHANNEL WITH ACCESSORIES | LOT | ZELC | Ordered | 10302440 | 10302440
ITM5 | 10302441 | NO | M | NO | FIBER OPTIC PATCH CARDS - MM-DX 62.5/125 | EA | ZELC | Ordered | 10302441 | 10302441
MM11 | 10302442 | NO | M | NO | FLEXIBLE HOSE,ORANGE, 32mm, W/ACCESSORIE | LOT | ZELC | Ordered | 10302442 | 10302442
EM11 | 10302443 | NO | M | N/A | CONNECTOR, ¾"LIQUID TIGHT STRGHT, W/GRND | EA | ZELC | Ordered | 10302443 | 10302443
EM11 | 10302444 | NO | M | N/A | CONNECTOR,1/2", LIQUID TIGHT STR,W/GROND | EA | ZELC | Ordered | 10302444 | 10302444
EM23 | 10302463 | NO | M | N/A | POWER SUPPLY,STABILIZED,6EP1331-1SH03 | EA | ZELC | Ordered | 10302463 | 10302463
EM23 | 10302464 | NO | M | N/A | RELAY, 6ED1052-1MD00-0BA8, SIEMENS | EA | ZELC | Ordered | 10302464 | 10302464
EM11 | 10302465 | NO | M | N/A | EXPAN. MODULE,6ED1055-1HB00-0BA2,SIEMENS | EA | ZELC | Ordered | 10302465 | 10302465
EM11 | 10302466 | NO | M | N/A | EXPAN. MODULE,6ED1055-1MA00-0BA2,SIEMENS | EA | ZELC | Ordered | 10302466 | 10302466
EM11 | 10302467 | NO | M | N/A | CONTROLLER, 6ED1052-1FB00-0BA8, SIEMENS | EA | ZELC | Ordered | 10302467 | 10302467
EM11 | 10302468 | NO | M | N/A | EXPAN. MODULE,6ED1055-1FB00-0BA2,SIEMENS | EA | ZELC | Ordered | 10302468 | 10302468
IM19 | 10302469 | NO | M | GDELM0495 | Sounder DB3UL048T1CER | EA | ZELC | Ordered | 10302469 | 10302469
IM02 | 10302470 | NO | M | GDELM0496 | BEACON XB15UL0240506RNBDTNZZ | EA | ZELC | Ordered | 10302470 | 10302470
IM02 | 10302471 | NO | M | GDELM0497 | BEACON XB15UL0240506BNBDTNZZ | EA | ZELC | Ordered | 10302471 | 10302471
IM02 | 10302472 | NO | M | GDELM0498 | BEACON XB15UL0240506YNBDTNZZ | EA | ZELC | Ordered | 10302472 | 10302472
IM02 | 10302473 | NO | M | GDELM0499 | BEACON XB15UL0240506CNBDTNZZ | EA | ZELC | Ordered | 10302473 | 10302473
EM07 | 10302477 | NO | M | NO | CABLE LUG,CEMBRE,RF-PP12/19,100PCS/PKT | PAC | ZELC | Ordered | 10302477 | 10302477
EM07 | 10302478 | NO | M | NO | CABLE LUG,CEMBRE,BF-PP12/29,100PCS/PKT | PAC | ZELC | Ordered | 10302478 | 10302478
EM16 | 10302480 | NO | M | NO | CABLE TRAY COVER,HDG,300x1.5mm,2.44m | EA | ZELC | Ordered | 10302480 | 10302480
EM16 | 10302481 | NO | M | NO | CABLE TRUNK BOX,HDG,100x100x1.5mm,2.44m | EA | ZELC | Ordered | 10302481 | 10302481
EM16 | 10302482 | NO | M | NO | TRUNKING CONNECTOR,HDG,100x100x1.5mm | EA | ZELC | Ordered | 10302482 | 10302482
EM16 | 10302483 | NO | M | NO | TRUNKING BOX,HDG,100x50x1.5mm,2.44m | EA | ZELC | Ordered | 10302483 | 10302483
EM16 | 10302484 | NO | M | NO | TRUNKING ELBOW,HDG,100x100x1.5mm | EA | ZELC | Ordered | 10302484 | 10302484
EM16 | 10302485 | NO | M | NO | TRUNKING ELBOW,HDG,100x50x1.5mm | EA | ZELC | Ordered | 10302485 | 10302485
EM16 | 10302486 | NO | M | NO | TRUNKING INSIDE ELBOW,HDG,100x50x1.5mm | EA | ZELC | Ordered | 10302486 | 10302486
EM16 | 10302487 | NO | M | NO | TRUNKING OUTSIDE ELBOW,HDG,100x50x1.5mm | EA | ZELC | Ordered | 10302487 | 10302487
EM24 | 10302488 | NO | M | NO | RELAY,SIEMENS,3UG46151CR20,3 PH LINE U/V | EA | ZELC | Ordered | 10302488 | 10302488
EM11 | 10302489 | NO | M | NO | SMART AUTO-DIALER, VERBATIM VSS-8C | EA | ZELC | Ordered | 10302489 | 10302489
EM11 | 10302490 | NO | M | NO | VERBATIM RESPONDER | EA | ZELC | Ordered | 10302490 | 10302490
EM11 | 10302495 | NO | M | N/A | SWITCH, ESD,8146/5051,180MM/7",STAHIL | EA | ZELC | Ordered | 10302495 | 10302495
EM22 | 10302496 | NO | M | NO | ENGRAVING PLATE,PLASTIC,40X12mm | EA | ZELC | Ordered | 10302496 | 10302496
EM24 | 10302590 | NO | M | NO | RELAY,ABB,RED67012B32X00B10B11B21C24P02+ | EA | ZELC | Ordered | 10302590 | 10302590
EM24 | 10302645 | NO | M | NO | RELAY,SIEMENS,7SD52215DB999HK0L0SM0HN7A | EA | ZELC | Ordered | 10302645 | 10302645
EM24 | 10302647 | NO | M | NO | RELAY,SIEMENS,7SD52215DB999HK0L0SM0AN7A | EA | ZELC | Ordered | 10302647 | 10302647
EM11 | 10302661 | NO | M | NO | TESTBLOCK,SIEMENS,VCE:2993H10063D | EA | ZELC | Ordered | 10302661 | 10302661
EM24 | 10302678 | NO | M | NO | TRIPRELAY,ELECTROSWITCH,LOR7810F | EA | ZELC | Ordered | 10302678 | 10302678
EM24 | 10302679 | NO | M | NO | TRIPRELAY,ELECTROSWITCH,LOR7863FD | EA | ZELC | Ordered | 10302679 | 10302679
EM24 | 10302680 | NO | M | NO | TRIPRELAY,ELECTROSWITCH,LOR7868FD | EA | ZELC | Ordered | 10302680 | 10302680
EM25 | 10302845 | NO | M | 8127 | EXTERNALRESISTOR,HVR,PE180H1K5KADJ | EA | ZELC | Ordered | 10302845 | 10302845
EM22 | 10302893 | NO | M | NO | ENGRAVING PLATE,PLASTIC,30X10mm | EA | ZELC | Ordered | 10302893 | 10302893
EM22 | 10302894 | NO | M | NO | ENGRAVING PLATE,PLASTIC,50X30mm | EA | ZELC | Ordered | 10302894 | 10302894
EM07 | 10302896 | NO | M | NO | HOOK UP WIRE, PVC, 18 AWG, WHITE | RL | ZELC | Ordered | 10302896 | 10302896
EM07 | 10302897 | NO | M | NO | HOOK UP WIRE, PVC, 18 AWG, BLACK | RL | ZELC | Ordered | 10302897 | 10302897
EM07 | 10302898 | NO | M | NO | HOOK UP WIRE, PVC, 18 AWG, RED | RL | ZELC | Ordered | 10302898 | 10302898
EM07 | 10302899 | NO | M | NO | HOOK UP WIRE, PVC, 18 AWG, GREEN | RL | ZELC | Ordered | 10302899 | 10302899
EM07 | 10302900 | NO | M | NO | HOOK UP WIRE, PVC, 18 AWG, BLUE | RL | ZELC | Ordered | 10302900 | 10302900
EM07 | 10302901 | NO | M | NO | HOOK UP WIRE, PVC, 16AWG, YELLOW | RL | ZELC | Ordered | 10302901 | 10302901
EM07 | 10302902 | NO | M | NO | HOOK UP WIRE, PVC, 14 AWG, RED COLOR | RL | ZELC | Ordered | 10302902 | 10302902
EM07 | 10302903 | NO | M | NO | HOOK UP WIRE, PVC, 14 AWG, BLACK COLOR | RL | ZELC | Ordered | 10302903 | 10302903
EM07 | 10302904 | NO | M | NO | HOOK UP WIRE, PVC, 14 AWG, GREEN COLOR | RL | ZELC | Ordered | 10302904 | 10302904
EM24 | 10302905 | NO | M | NO | RELAY, CSL-38-30010 24VDC , | EA | ZELC | Ordered | 10302905 | 10302905
EM24 | 10302906 | NO | M | NO | RELAY, KHS17D11-24 | EA | ZELC | Ordered | 10302906 | 10302906
EM30 | 10302907 | NO | M | NO | CABLE TIE, 9", WHITE COLOR | PAC | ZELC | Ordered | 10302907 | 10302907
EM30 | 10302908 | NO | M | NO | CABLE TIE, 7", WHITE COLOR | PAC | ZELC | Ordered | 10302908 | 10302908
EM12 | 10302909 | NO | M | NO | TERMINAL BLOCK,M/6, P/N 115 116.07 | EA | ZELC | Ordered | 10302909 | 10302909
EM12 | 10302910 | NO | M | NO | TERMINAL BLOCK, 4/8, /N 115 657.23 | EA | ZELC | Ordered | 10302910 | 10302910
EM12 | 10302911 | NO | M | NO | END PLATE, P/N: 116 951 R15, | EA | ZELC | Ordered | 10302911 | 10302911
EM12 | 10302912 | NO | M | NO | END PLATE P/N: 118 368 R16 | EA | ZELC | Ordered | 10302912 | 10302912
EM12 | 10302913 | NO | M | NO | END PLATE, P/N: 399 903 R02, | EA | ZELC | Ordered | 10302913 | 10302913
EM30 | 10302914 | NO | M | NO | FUSE, Glass Fuse 25mm, 5A, | EA | ZELC | Ordered | 10302914 | 10302914
EM30 | 10302915 | NO | M | NO | FUSE, Glass Fuse 25mm, 2A, | EA | ZELC | Ordered | 10302915 | 10302915
EM30 | 10302916 | NO | M | NO | FUSE, Glass Fuse 25mm, 1A, | EA | ZELC | Ordered | 10302916 | 10302916
EM22 | 10302917 | NO | M | NO | CHIP, PCOMMON 2.21 EPROM CHIP, G.E. | EA | ZELC | Ordered | 10302917 | 10302917
EM12 | 10302918 | NO | M | NO | TERMINAL BLOCK NUMBERING,0-100, ABB | EA | ZELC | Ordered | 10302918 | 10302918
EM11 | 10302919 | NO | M | NO | DIODE, Motorola Diode IN4004, | EA | ZELC | Ordered | 10302919 | 10302919
EM12 | 10302920 | NO | M | NO | TERMINAL STOPPER,35 X 17 mm,13 077 R11, | EA | ZELC | Ordered | 10302920 | 10302920
EM30 | 10302921 | NO | M | NO | `ERRULE, 18 AWG, WHITE,OMT-3.0, | RL | ZELC | Ordered | 10302921 | 10302921
EM30 | 10302922 | NO | M | NO | FERRULE, 16 AWG CABLE, WHITE COLOR | RL | ZELC | Ordered | 10302922 | 10302922
EM11 | 10302932 | NO | M | NO | LUGS, BOOTLESS, 16 - 18 AWG, BLUE | PAC | ZELC | Ordered | 10302932 | 10302932
EM11 | 10302934 | NO | M | NO | TRANSFORMER,INDOOR,50VA,720/120,1PH | EA | ZELC | Ordered | 10302934 | 10302934
EM22 | 10302936 | NO | M | NO | ENCLOSURE,H1200XW600XD250mm,WITH BUS BAR | EA | ZELC | Ordered | 10302936 | 10302936
EM22 | 10302938 | NO | M | NO | ENCLOSURE,H1500XW600XD250mm,WITH BUS BAR | EA | ZELC | Ordered | 10302938 | 10302938
EM09 | 10302941 | NO | M | NO | MCCB,160AF/125AT,2P;125VDC,C-CURVE | EA | ZELC | Ordered | 10302941 | 10302941
EM09 | 10302942 | NO | M | NO | DC MCB 63A, 2P, 15kA ; 125VDC, C-CURVE | EA | ZELC | Ordered | 10302942 | 10302942
EM09 | 10302943 | NO | M | NO | DC MCB 32A, 2P, 15kA; 125VDC, C-CURVE | EA | ZELC | Ordered | 10302943 | 10302943
EM23 | 10302947 | NO | M | NO | POWER SUPPLY,WDR,1478250000,48V,10A | EA | ZELC | Ordered | 10302947 | 10302947
EM24 | 10302948 | NO | M | NO | RELAY,LOCKOUT,SIEMENS,7PG15241JC601AF0 | EA | ZELC | Ordered | 10302948 | 10302948
EM24 | 10302950 | NO | M | NO | RELAY,GE, L90E00HCHF8LH6NL6CN6PSXXU7JWRH | EA | ZELC | Ordered | 10302950 | 10302950
EM16 | 10302952 | NO | M | NO | CABLE TRAY,W50xH100x3M,WIRE MESH TYPE | EA | ZELC | Ordered | 10302952 | 10302952
EM08 | 10302953 | NO | M | NO | ADC DUAL BANTAM PATCH CORD,PJ1308 ,8 FT | EA | ZELC | Ordered | 10302953 | 10302953
EM08 | 10302954 | NO | M | NO | RED INSULATED BANTAM JACK PLUG,PJ777R | EA | ZELC | Ordered | NO | NO
EM08 | 10302955 | NO | M | NO | BLACK INSULATED BANTAM JACK PLUG,PJ777B | EA | ZELC | Ordered | 10302955 | 10302955
EM07 | 10302956 | X | M | NO | CABLE LUG,CEMBRE,BF-PP 12/29,100PCS/PKT | PAC | ZELC | Ordered | 10302956 | 10302956
EM07 | 10302958 | NO | M | NO | CABLE LUG,CEMBRE,BF-PP 16/25,100PCS/PKT | PAC | ZELC | Ordered | 10302958 | 10302958
EM24 | 10302959 | NO | M | NO | TIME RELAY,ABB,CTMVS.21,WITH 2 C/O | EA | ZELC | Ordered | 10302959 | 10302959
EM24 | 10302960 | NO | M | NO | MONITORING RELAY,SCHNEIDER,RM4TR32 | EA | ZELC | Ordered | 10302960 | 10302960
EM21 | 10302961 | NO | M | NO | FAN MOTOR, FOR A/Cs, 220V, ZAMIL | EA | ZELC | Ordered | 10302961 | 10302961
EM21 | 10302962 | NO | M | NO | FAN MOTOR, FOR A/Cs, 220V, CARRIER | EA | ZELC | Ordered | 10302962 | 10302962
EM07 | 10302963 | NO | M | NO | LUGS,CU,240 sq.mm x 10 MM HOLE | EA | ZELC | Ordered | 10302963 | 10302963
EM07 | 10302964 | NO | M | NO | LUGS,CU,FOR CABLE240 sq.mmx12mm HOLE,2HO | EA | ZELC | Ordered | 10302964 | 10302964
EM07 | 10302965 | NO | M | NO | LUGS,CU,FOR CABLE 150 sq.mm | EA | ZELC | Ordered | 10302965 | 10302965
EM07 | 10302966 | NO | M | NO | LUGS,CU,FOR CABLE 120 sq.mm | EA | ZELC | Ordered | 10302966 | 10302966
EM07 | 10302967 | NO | M | NO | LUGS,RING TYPE,10 sq.mm,100pcs/pkt | PAC | ZELC | Ordered | 10302967 | 10302967
EM07 | 10302968 | NO | M | NO | LUGS,RING TYPE,CEMBRE,GFM4,100pcs/pkt | PAC | ZELC | Ordered | 10302968 | 10302968
EM07 | 10302969 | NO | M | NO | LUGS,HOOK TYPE,6sq.mm,100pcs/pkt,YELLOW | PAC | ZELC | Ordered | 10302969 | 10302969
EM07 | 10302970 | NO | M | NO | LUGS,HOOK TYPE,CEMBRE,BFBBL30,100pcs/pkt | PAC | ZELC | Ordered | 10302970 | 10302970
EM07 | 10302971 | NO | M | NO | LUGS,HOOK TYPE,CEMBRE,BFBBL46,100pcs/pkt | PAC | ZELC | Ordered | 10302971 | 10302971
EM11 | 10302972 | NO | M | NO | STRAIGHT CONNECTOR MOULD,FOR 25x3 FLAT C | EA | ZELC | Ordered | NO | NO
EM11 | 10302973 | NO | M | NO | T-CONNECTOR MOULD,FOR 25x3mm CONDUCTOR | EA | ZELC | Ordered | NO | NO
EM19 | 10302974 | NO | M | NO | LIGHTING FIXTURE+LAMP 4x28W,230VAC,T5 | EA | ZELC | Ordered | 10302974 | 10302974
EM15 | 10302975 | NO | M | NO | CONDUIT,RSG PVC COATED,DIA 25mm,3 LENGTH | EA | ZELC | Ordered | 10302975 | 10302975
EM15 | 10302976 | NO | M | NO | COUPLING,RSG PVC COATED,FOR 25mm CONDUIT | EA | ZELC | Ordered | 10302976 | 10302976
EM15 | 10302977 | NO | M | NO | ELBOW,90º,RSG PVC COATED,25mm | EA | ZELC | Ordered | 10302977 | 10302977
EM15 | 10302978 | NO | M | NO | CONDUIT,RSG ,DIA 25mm,3 LENGTH | EA | ZELC | Ordered | 10302978 | 10302978
EM15 | 10302979 | NO | M | NO | COUPLING,RSG,FOR 25mm CONDUIT | EA | ZELC | Ordered | 10302979 | 10302979
EM15 | 10302980 | NO | M | NO | ELBOW,90º,RSG,25mm | EA | ZELC | Ordered | 10302980 | 10302980
EM07 | 10302981 | NO | M | NO | CABLE TIE,HEAVY DUTY,3.5x300mm,BLACK | PAC | ZELC | Ordered | 10302981 | 10302981
EM07 | 10302982 | NO | M | NO | CABLE TIE,HEAVY DUTY,3.5x250mm,BLACK | PAC | ZELC | Ordered | 10302982 | 10302982
EM07 | 10302983 | NO | M | NO | CABLE TIE,HEAVY DUTY,3.5x100mm,BLACK | PAC | ZELC | Ordered | 10302983 | 10302983
EM07 | 10302984 | NO | M | NO | CABLE TIE,HEAVY DUTY,3.5x150mm,BLACK | PAC | ZELC | Ordered | 10302984 | 10302984
EM15 | 10302985 | NO | M | NO | PIPE,PVC,90mm,CLASS 4 | EA | ZELC | Ordered | 10302985 | 10302985
EM15 | 10302986 | NO | M | NO | ELBOW,LONG BEND,90º,90mm,CLASS 4 | EA | ZELC | Ordered | 10302986 | 10302986
EM15 | 10302987 | NO | M | NO | COPEX CONDUIT,50mm | RL | ZELC | Ordered | 10302987 | 10302987
EM15 | 10302988 | NO | M | NO | LIQUID TIGHT ADAPTER,50mm | EA | ZELC | Ordered | 10302988 | 10302988
EM15 | 10302989 | NO | M | NO | COPEX CONDUIT,32mm | RL | ZELC | Ordered | 10302989 | 10302989
EM15 | 10302990 | NO | M | NO | LIQUID TIGHT ADAPTER,32mm | EA | ZELC | Ordered | 10302990 | 10302990
EM15 | 10302991 | NO | M | NO | SADDLE,GI,25mm | EA | ZELC | Ordered | 10302991 | 10302991
EM15 | 10302992 | NO | M | NO | GI Sq. Box, 4" x 4" | EA | ZELC | Ordered | 10302992 | 10302992
EM15 | 10302993 | NO | M | NO | GI Sq. Box, 4" x 2" | EA | ZELC | Ordered | 10302993 | 10302993
EM15 | 10302994 | NO | M | NO | BACK BOX,300x300x100mm,W/Proof | EA | ZELC | Ordered | 10302994 | 10302994
EM15 | 10302995 | NO | M | NO | L-ANGLE,GI DIP GALVANIZED,50x50mm | M | ZELC | Ordered | 10302995 | 10302995
EM24 | 10302996 | NO | M | NO | RELAY,SIEMENS,7SD52215DB999HK0L0SM0GN7S | EA | ZELC | Ordered | 10302996 | 10302996
EM04 | 10302997 | NO | M | NO | BATTERY, 12V-2.0AH | EA | ZELC | Ordered | 10302997 | 10302997
EM08 | 10302998 | NO | M | NO | CHASSIS,RAYMAR,MDR-01, 18 SLOT, MYRIAD | EA | ZELC | Ordered | 10302998 | 10302998
EM08 | 10302999 | NO | M | NO | MODEM,RAYMAR,MD9612FP,FP,1200/4800/9600 | EA | ZELC | Ordered | 10302999 | 10302999
EM19 | 10303001 | NO | M | NO | LAMP,FLOURESCENT,14W,110VAC,WITH FIXTURE | EA | ZELC | Ordered | 10303001 | 10303001
EM08 | 10303002 | NO | M | NO | SOFTWARE,FOR LABEL TYPE LS- 6013L | EA | ZELC | Ordered | 10303002 | 10303002
EM11 | 10303010 | NO | M | NO | CABLE GLAND,M-20,1/2"NPT,BRASS W/NICKEL | EA | ZELC | Ordered | 10303010 | 10303010
EM15 | 10303011 | NO | M | NO | REDUCER, CROUSE-HINDS,RE01412,6"-5" | EA | ZELC | Ordered | 10303011 | 10303011
IM03 | 10303013 | NO | M | NO | CABLE GLAND,CROUSE-HINDS,CGFP1027,4",G | EA | ZELC | Ordered | 10303013 | 10303013
EM11 | 10303015 | NO | M | NO | COPPER STRIP,25X3mm | M | ZELC | Ordered | 10303015 | 10303015
EM19 | 10303017 | NO | M | NO | LIGHTING FIXTURE+LAMP 2x28W,230VAC,T5 | EA | ZELC | Ordered | 10303017 | 10303017
EM19 | 10303018 | NO | M | NO | LIGHTING FIXTURE+LAMP2x28W,230VAC,T5,RWP | EA | ZELC | Ordered | 10303018 | 10303018
IM03 | 10303020 | NO | M | NO | GLAND,FOR CABLE 110mm2,ARMOURED | EA | ZELC | Ordered | NO | NO
EM22 | 10303021 | NO | M | NO | ENCLOSURE,REAR DOOR,2200x800x800 | EA | ZELC | Ordered | 10303021 | 10303021
EM08 | 10303028 | NO | M | NO | CONVERTER,B&B,VESP211-232 | EA | ZELC | Ordered | 10303028 | 10303028
EM09 | 10303035 | NO | M | NO | AUXILIARY CONTACT,SIEMENS,3VA9988-0AA12 | EA | ZELC | Ordered | 10303035 | 10303035
EM09 | 10303036 | NO | M | NO | AUXILIARY CONTACT,SIEMENS,5ST3010 | EA | ZELC | Ordered | 10303036 | 10303036
EM25 | 10303037 | NO | M | NO | SERIES RESISTOR,HVR,PE180H300RKADJ | EA | ZELC | Ordered | 10303037 | 10303037
IM03 | 10303038 | NO | M | NO | POWER CABLE,4x150MM2,CU/XLPE/PVC,0.6/1KV | M | ZELC | Ordered | 10303038 | 10303038
EM08 | 10303039 | NO | M | NO | D25 RTU,GE,D25656UE333UUUUUUUBUA,DI96 | EA | ZELC | Ordered | 10303039 | 10303039
EM30 | 10303040 | NO | M | NO | ENGRAVING PLATE, SS,400x300mm | EA | ZELC | Ordered | 10303040 | 10303040
EM30 | 10303041 | NO | M | NO | ENGRAVING PLATE, SS,100x40mm | EA | ZELC | Ordered | 10303041 | 10303041
EM11 | 10303042 | NO | M | NO | FENCE GATE INTERLOCK,COMELECTRIC,1116921 | EA | ZELC | Ordered | 10303042 | 10303042
EM07 | 10303047 | NO | M | NO | HEAT SHRINKABLE PVC TUBE,DIA100mm,RED | M | ZELC | Ordered | 10303047 | 10303047
EM07 | 10303048 | NO | M | NO | HEAT SHRINKABLE PVC TUBE,DIA100mm,YELLOW | M | ZELC | Ordered | 10303048 | 10303048
EM07 | 10303049 | NO | M | NO | HEAT SHRINKABLE PVC TUBE,DIA100MM,BLUE | M | ZELC | Ordered | 10303049 | 10303049
EM07 | 10303050 | NO | M | NO | HEAT SHRINKABLE PVC TUBE,DIA75MM,RED | M | ZELC | Ordered | 10303050 | 10303050
EM07 | 10303051 | NO | M | NO | HEAT SHRINKABLE PVC TUBE,DIA75MM,YELLOW | M | ZELC | Ordered | 10303051 | 10303051
EM07 | 10303052 | NO | M | NO | HEAT SHRINKABLE PVC TUBE,DIA75MM,BLUE | M | ZELC | Ordered | 10303052 | 10303052
EM07 | 10303053 | NO | M | NO | HEAT SHRINKABLE PVC TUBE,DIA25MM,RED | M | ZELC | Ordered | 10303053 | 10303053
EM07 | 10303054 | NO | M | NO | HEAT SHRINKABLE PVC TUBE,DIA25MM,YELLOW | M | ZELC | Ordered | 10303054 | 10303054
EM07 | 10303055 | NO | M | NO | HEAT SHRINKABLE PVC TUBE,DIA25MM,BLUE | M | ZELC | Ordered | 10303055 | 10303055
EM07 | 10303056 | NO | M | NO | SLEEVE,25MM DIA,YELLOW/GREEN | M | ZELC | Ordered | 10303056 | 10303056
EM07 | 10303057 | NO | M | NO | SLEEVE,38MM DIA,Y/G,FOR 240SQMM CABLE | M | ZELC | Ordered | 10303057 | 10303057
EM07 | 10303058 | NO | M | NO | MARKER TUBE,KSS,FOR 4SQMM WIRE,WHITE | RL | ZELC | Ordered | 10303058 | 10303058
EM30 | 10303062 | NO | M | NO | MASKING TAPE,2",PLASTIC | EA | ZELC | Ordered | 10303062 | 10303062
IM03 | 10303070 | NO | M | NO | CAT-6 CABLE,BLUE,BELDON | RL | ZELC | Ordered | 10303070 | 10303070
MM25 | 10303071 | NO | M | NO | CUTTING DISC,4"x1mm | EA | ZELC | Ordered | 10303071 | 10303071
EM22 | 10303072 | NO | M | NO | ENGRAVING SHEET, 620x 1240x1.5mm,W/B | EA | ZELC | Ordered | 10303072 | 10303072
EM22 | 10303073 | NO | M | NO | ENGRAVING SHEET, 620x 1240x1.5mm,R/W | EA | ZELC | Ordered | 10303073 | 10303073
IM11 | 10303074 | NO | M | NO | INDICATOR,EMCO,EE610,I/P:RESISTIVE, | EA | ZELC | Ordered | 10303074 | 10303074
IM11 | 10303075 | NO | M | NO | INDICATOR,EMCO,EE610,I/P:4/20mA,O/P:DUAL | EA | ZELC | Ordered | 10303075 | 10303075
IM11 | 10303076 | NO | M | NO | INDICATOR,EMCO,EE610,I/P:0-20mA,O/P:DUAL | EA | ZELC | Ordered | 10303076 | 10303076
EM24 | 10303077 | NO | M | NO | MOTOR CONTROL RELAY,EMORTON,M20,3P | EA | ZELC | Ordered | 10303077 | 10303077
EM23 | 10303078 | NO | M | NO | POWER SUPPLY,VARIABLE,220VAC I/P,0-30VDC | EA | ZELC | Ordered | 10303078 | 10303078
EM07 | 10303081 | NO | M | NO | CABLE,4CX185 SQ.MM,1000V,AC LV CABLE | M | ZELC | Ordered | 10303081 | 10303081
EM07 | 10303082 | NO | M | NO | CABLE,2Cx150 SQ.MM,DC LV CABLE,0.6/1KV | M | ZELC | Ordered | 10303082 | 10303082
EM30 | 10303090 | NO | M | NO | SIGN BOARD, SS, 20CM X 15 CM | EA | ZELC | Ordered | 10303090 | 10303090
EM21 | 10303092 | NO | M | NO | FAN MOTOR, FOR A/Cs, 220V, HAAS | EA | ZELC | Ordered | 10303092 | 10303092
EM07 | 10303093 | NO | M | NO | FLEXIBLE WIRE 1Cx2.5 sqmm 600/1000V GREY | RL | ZELC | Ordered | 10303093 | 10303093
EM24 | 10303103 | NO | M | NO | PLUG IN RELAY: TYPE-55.34, 48V DC, 4 CO | EA | ZELC | Ordered | 10303103 | 10303103
EM24 | 10303104 | NO | M | NO | RELAY BASE, TYPE-55.34, 14 PIN, | EA | ZELC | Ordered | 10303104 | 10303104
EM11 | 10303105 | NO | M | NO | THERMOSTAT, RANGE:0-60C, 1NC, 250V AC,5A | EA | ZELC | Ordered | 10303105 | 10303105
EM11 | 10303106 | NO | M | NO | CABLE GLAND, BRASS, CW 20S, W/LOCKNUT | EA | ZELC | Ordered | 10303106 | 10303106
EM11 | 10303107 | NO | M | NO | CABLE LUG, CEMBRE, PKD 110, 1 sqmm | PAC | ZELC | Ordered | 10303107 | 10303107
EM30 | 10303108 | NO | M | NO | KSS MARKER TUBE, OMT4.0BS (WHITE) | RL | ZELC | Ordered | 10303108 | 10303108
EM12 | 10303114 | NO | M | NO | Knife Type Terminal Block, CBS02GR,CABUR | EA | ZELC | Ordered | 10303114 | 10303114
EM12 | 10303115 | NO | M | NO | Disconnect Terminal Block, SB200GR,CABUR | EA | ZELC | Ordered | 10303115 | 10303115
EM12 | 10303116 | NO | M | NO | Double Feed-through TB, CR110GR, CABUR | EA | ZELC | Ordered | 10303116 | 10303116
EM12 | 10303118 | NO | M | NO | TB End Cover, CR111GR, CABUR | EA | ZELC | Ordered | 10303118 | 10303118
EM12 | 10303119 | NO | M | NO | TB Marker, Blank, 8x5.1mm, NU0851, CABUR | EA | ZELC | Ordered | 10303119 | 10303119
EM12 | 10303120 | NO | M | NO | Group Marker Holder, 40x7mm, PTMS, CABUR | EA | ZELC | Ordered | 10303120 | 10303120
EM11 | 10303121 | NO | M | NO | 2-Pole Shorting link, SB203, CABUR | EA | ZELC | Ordered | 10303121 | 10303121
EM11 | 10303123 | NO | M | NO | Component-holder cartridge, CPF05, CABUR | EA | ZELC | Ordered | 10303123 | 10303123
EM30 | 10303125 | NO | M | NO | Protective cover support, PZ112GR, CABUR | EA | ZELC | Ordered | 10303125 | 10303125
EM12 | 10303126 | NO | M | NO | 10-Pole Screw Shorting link, PM250,CABUR | EA | ZELC | Ordered | 10303126 | 10303126
EM12 | 10303127 | NO | M | NO | Protective cover, PZ110, CABUR | EA | ZELC | Ordered | 10303127 | 10303127
EM08 | 10303128 | NO | M | NO | D25 RTU,DI=32,D25-656U-D3UU-UUUU-UUUB-UA | EA | ZELC | Ordered | 10303128 | 10303128
EM30 | 10303129 | NO | M | NO | COPPER COIL,3/4" | RL | ZELC | Ordered | 10303129 | 10303129
EM30 | 10303130 | NO | M | NO | COPPER COIL, 3/8" | RL | ZELC | Ordered | 10303130 | 10303130
EM30 | 10303131 | NO | M | NO | INSULATION TUBE, 3/8" x 3/8" | EA | ZELC | Ordered | 10303131 | 10303131
EM30 | 10303132 | NO | M | NO | INSULATION TUBE, 3/4" x 3/8" | EA | ZELC | Ordered | 10303132 | 10303132
EM07 | 10303133 | NO | M | NO | WIRE,FLEXIBLE, 3C x 2.5 SQMM, RED COLOR | RL | ZELC | Ordered | 10303133 | 10303133
EM23 | 10303137 | NO | M | NO | POWER SUPPLY,48V,1478270000,WEIDMULLER | EA | ZELC | Ordered | 10303137 | 10303137
EM09 | 10303142 | NO | M | NO | PCB, 3015-5478 | EA | ZELC | Ordered | 10303142 | 10303142
EM11 | 10303143 | NO | M | NO | PLUG,3/4" NPT HEX,OSCG#OSSP-H,EX-PROOF | EA | ZELC | Ordered | 10303143 | 10303143
EM12 | 10303144 | NO | M | NO | TB Marker, Blank, 10x5.1mm, NU1051,CABUR | EA | ZELC | Ordered | 10303144 | 10303144
EM12 | 10303145 | NO | M | NO | TB End Cover, CB401GR, CABUR | EA | ZELC | Ordered | 10303145 | 10303145
EM12 | 10303146 | NO | M | NO | Group Marker Holder, 40x16mm, PTM, CABUR | EA | ZELC | Ordered | 10303146 | 10303146
EM12 | 10303147 | NO | M | NO | End clamp, BT007, Colour: Black, CABUR | EA | ZELC | Ordered | 10303147 | 10303147
EM12 | 10303148 | NO | M | NO | Holder Terminal Block, MF100GR, CABUR | EA | ZELC | Ordered | 10303148 | 10303148
EM12 | 10303149 | NO | M | NO | TB End Cover, MP901GR, CABUR | EA | ZELC | Ordered | 10303149 | 10303149
EM12 | 10303151 | NO | M | NO | TB End Cover, SB201GR, CABUR | EA | ZELC | Ordered | 10303151 | 10303151
EM24 | 10303154 | NO | M | NO | RELAY, 250V, 6.3 AMP | EA | ZELC | Ordered | 10303154 | 10303154
EM23 | 10303155 | NO | M | NO | POWER SUPPLY,DC, 12VDC/3A, INPUT 120VAC | EA | ZELC | Ordered | 10303155 | 10303155
EM22 | 10303156 | NO | M | NO | N1 CS ENCLOSURE, 10" X 22" X 05", | EA | ZELC | Ordered | 10303156 | 10303156
EM09 | 10303157 | NO | M | NO | CIRCUIT BREAKER, 220V, 3A, 2P, | EA | ZELC | Ordered | 10303157 | 10303157
EM04 | 10303158 | NO | M | NO | RECHARGEABLE BATTERY, DCB141, DEWALT, | EA | ZELC | Ordered | 10303158 | 10303158
EM24 | 10303159 | NO | M | NO | RELAY,GE MULTILIN 350LP1G1HEENDSNDN | EA | ZELC | Ordered | 10303159 | 10303159
EM12 | 10303161 | NO | M | NO | Feed-through Terminal Block, CB610,CABUR | EA | ZELC | Ordered | 10303161 | 10303161
EM23 | 10303162 | NO | M | NO | Redun Power Supply, AC/DC - DC, CSF120CP | EA | ZELC | Ordered | 10303162 | 10303162
EM23 | 10303163 | NO | M | NO | Redun Power Supply, AC - DC, CSF240CP | EA | ZELC | Ordered | 10303163 | 10303163
EM11 | 10303164 | NO | M | NO | Redun Power Supply, DC - DC, CSA240FC | EA | ZELC | Ordered | 10303164 | 10303164
EM23 | 10303165 | NO | M | NO | Redun Power Supply, AC - DC, CSF240DP | EA | ZELC | Ordered | 10303165 | 10303165
EM23 | 10303166 | NO | M | NO | POWER SUPPLY AC-DC,CABUR,CSF500D | EA | ZELC | Ordered | 10303166 | 10303166
EM11 | 10303167 | NO | M | NO | D20 VME Mutli-Node Gateway,D20-AAOU-UCU+ | EA | ZELC | Ordered | 10303167 | 10303167
EM08 | 10303169 | NO | M | NO | STATUS MODULE -24V-D20S-2271-UUUA, GE | EA | ZELC | Ordered | 10303169 | 10303169
EM08 | 10303170 | NO | M | NO | STATUS MODULE-48V-D20S-2371-UUUA, GE | EA | ZELC | Ordered | 10303170 | 10303170
EM08 | 10303171 | NO | M | NO | ANALOG MODULE,D20A-2771-UUUA | EA | ZELC | Ordered | 10303171 | 10303171
EM08 | 10303172 | NO | M | NO | CONTROL MODULE-D20K-271U-UUA, GE | EA | ZELC | Ordered | 10303172 | 10303172
EM08 | 10303173 | NO | M | NO | D25 RTU(D25656UE3UUUUUUUUUBUA), GE | EA | ZELC | Ordered | 10303173 | 10303173
EM08 | 10303174 | NO | M | NO | D25 RTU(D25656UE33UUUUUUUUBUA), GE | EA | ZELC | Ordered | 10303174 | 10303174
EM22 | 10303175 | NO | M | NO | COMMUNICATION JACK PANEL, 510-0322, G.E. | EA | ZELC | Ordered | 10303175 | 10303175
EM08 | 10303176 | NO | M | NO | ANALOG MODULE-D20A-2171-UUUA, G.E. | EA | ZELC | Ordered | 10303176 | 10303176
EM08 | 10303178 | NO | M | NO | ANALOG MODULE-D20A-2271-UUUA, G.E. | EA | ZELC | Ordered | 10303178 | 10303178
EM30 | 10303179 | NO | M | NO | SIGNBOARD, SS, 120 x 120CM | EA | ZELC | Ordered | 10303179 | 10303179
EM30 | 10303180 | NO | M | NO | SIGNBOARD, SS, 50X 35CM | EA | ZELC | Ordered | 10303180 | 10303180
EM30 | 10303181 | NO | M | NO | SIGNBOARD, ACRYLIC, 50X 35CM | EA | ZELC | Ordered | 10303181 | 10303181
EM30 | 10303182 | NO | M | NO | SIGNBOARD, SS, 35X 25CM | EA | ZELC | Ordered | 10303182 | 10303182
EM30 | 10303183 | NO | M | NO | SIGNBOARD, ACRYLIC, 35X 25CM | EA | ZELC | Ordered | 10303183 | 10303183
EM30 | 10303184 | NO | M | NO | SIGNBOARD, ACRYLIC, 60X 40CM | EA | ZELC | Ordered | 10303184 | 10303184
EM30 | 10303185 | NO | M | NO | SIGNBOARD, SS, 80X 40CM | EA | ZELC | Ordered | 10303185 | 10303185
ITM1 | 10303187 | NO | M | EMLSY0024 | TEST SET,ASE2000,APPLIED SYSTEMS,ASE200+ | EA | ZELC | Ordered | 10303187 | 10303187
EM11 | 10303190 | NO | M | NO | FAN TRAY, SIZE: 19" 1U, 3 FANS, 230VAC | EA | ZELC | Ordered | 10303190 | 10303190
EM11 | 10303191 | NO | M | NO | ENCLOSURE HYGROSTAT, 40-90%RH, 230VAC/DC | EA | ZELC | Ordered | 10303191 | 10303191
EM16 | 10303194 | NO | M | NO | CABLE TRAY (LADDER), 600x100x1.5mm, 2.4M | EA | ZELC | Ordered | 10303194 | 10303194
EM16 | 10303196 | NO | M | NO | CABLE TRAY JOINTER, SIZE: 100x100mm | EA | ZELC | Ordered | 10303196 | 10303196
EM16 | 10303197 | NO | M | NO | ELBOW CABLE TRAY (LADDER), 600x100x1.5mm | EA | ZELC | Ordered | 10303197 | 10303197
EM30 | 10303198 | NO | M | NO | HOLE DOWN CLAMP WITH SPRING NUT, 10mm | EA | ZELC | Ordered | 10303198 | 10303198
EM16 | 10303199 | NO | M | NO | ADJUSTABLE CABLE JOINTER, 600x100mm | EA | ZELC | Ordered | 10303199 | 10303199
EM11 | 10303203 | NO | M | NO | 2-Pole Screw Shorting link, POF57,CABUR | EA | ZELC | Ordered | 10303203 | 10303203
EM11 | 10303204 | NO | M | NO | 2 Pole Insertion Bridge, PTC0402, CABUR | EA | ZELC | Ordered | 10303204 | 10303204
EM12 | 10303205 | NO | M | NO | Earthing Terminal Block, TO320,CABUR | EA | ZELC | Ordered | 10303205 | 10303205
EM16 | 10303206 | NO | M | NO | PERFORATED CABLE TRAY,50 x 50MMx2MM, HDG | M | ZELC | Ordered | 10303206 | 10303206
EM16 | 10303207 | NO | M | NO | TRAY CONNECTOR,50x50mm TRAY, GALVANIZED | EA | ZELC | Ordered | 10303207 | 10303207
EM30 | 10303208 | NO | M | NO | VERBATIM KEYPAD LABEL, XLABELVSS2,RACO | EA | ZELC | Ordered | 10303208 | 10303208
EM34 | 10303210 | NO | M | NO | PROGRAMMABLE TRANSDUCER,CEWE,DPT221-403 | EA | ZELC | Ordered | 10303210 | 10303210
EM34 | 10303211 | NO | M | NO | PROGRAMMABLE TRANSDUCER,CEWE,DPT200-103 | EA | ZELC | Ordered | 10303211 | 10303211
EM30 | 10303215 | NO | M | NO | CHARACTER CUTTER,(3.175X114X0.127)ROLAND | EA | ZELC | Ordered | 10303215 | 10303215
EM30 | 10303216 | NO | M | NO | CHARACTER CUTTER, (3.175X114X0.254) | EA | ZELC | Ordered | 10303216 | 10303216
EM30 | 10303217 | NO | M | NO | CHARACTER CUTTER, (3.175X114X0.508) | EA | ZELC | Ordered | 10303217 | 10303217
ITM4 | 10303218 | NO | M | NO | BLUEMARK CLED-FLUID CARTRIDGE, PHOENIX | EA | ZELC | Ordered | 10303218 | 10303218
EM07 | 10303219 | NO | M | NO | CABLE, VEHZ2007 OMICRON 256 CABLE | EA | ZELC | Ordered | 10303219 | 10303219
EM07 | 10303220 | NO | M | NO | CABLE, VEHK0108 OMICRON 256 CABLE | EA | ZELC | Ordered | 10303220 | 10303220
EM30 | 10303223 | NO | M | NO | Lug Insulated Boot Lace 1Sqmm Red | EA | ZELC | Ordered | 10303223 | 10303223
ITM2 | 10303229 | NO | M | NO | LENOVO LAPTOP i7-7500U, 16 GB RAM, 1TB | EA | ZELC | Ordered | 10303229 | 10303229
EM11 | 10303231 | NO | M | NO | SIEMENS TEST PLUG, 7XV7503-OCA00 | EA | ZELC | Ordered | 10303231 | 10303231
EM30 | 10303232 | NO | M | NO | LUGS, BOOTLESS, 2.5 SQ.MM, BLUE, CEMBRE | PAC | ZELC | Ordered | 10303232 | 10303232
EM30 | 10303233 | NO | M | NO | LUGS, BOOTLESS, 4 SQ.MM, YELLOW, CEMBRE | PAC | ZELC | Ordered | 10303233 | 10303233
EM30 | 10303234 | NO | M | NO | LUGS, BOOTLESS, 6 SQ.MM, BLUE, CEMBRE | PAC | ZELC | Ordered | 10303234 | 10303234
EM30 | 10303235 | NO | M | NO | LUGS, FLAT TYPE, 4 SQ.MM, BLACK, CEMBRE | PAC | ZELC | Ordered | 10303235 | 10303235
EM30 | 10303236 | NO | M | NO | LUGS, FLAT TYPE, 10 SQ.MM, BLACK, CEMBRE | PAC | ZELC | Ordered | 10303236 | 10303236
EM08 | 10303238 | NO | M | NO | HYDRAN, H201TI CE-P1BX1V1H2L1F1W12, GE | EA | ZELC | Ordered | 10303238 | 10303238
EM08 | 10303239 | NO | M | NO | HYDRAN, H201CI1 CE-BX1M1C2V1L1W12, GE | EA | ZELC | Ordered | 10303239 | 10303239
EM08 | 10303240 | NO | M | NO | EPROM,GE,SBB0008/00,PCOMMON2 3.05,28PIN | EA | ZELC | Ordered | 10303240 | 10303240
EM11 | 10303242 | NO | M | NO | CLAMP, NOVA,2 BOLT,FOR 1X630SQ MM CABLE | SET | ZELC | Ordered | 10303242 | 10303242
EM11 | 10303243 | NO | M | NO | CLAMP, NOVA,2BOLT,FOR 1X400 SQ MM CABLE | SET | ZELC | Ordered | 10303243 | 10303243
EM11 | 10303244 | NO | M | NO | CLAMP,NOVA,2 BOLT,FOR 1X1200 SQ MM CABLE | SET | ZELC | Ordered | 10303244 | 10303244
EM11 | 10303245 | NO | M | NO | CLAMP,NOVA,2 BOLT,FOR 3X500 SQ MM CABLE | SET | ZELC | Ordered | 10303245 | 10303245
EM11 | 10303246 | NO | M | NO | CLAMP,NOVA,2 BOLT,FOR 3X240 SQ MM CABLE | SET | ZELC | Ordered | 10303246 | 10303246
EM16 | 10303247 | NO | M | NO | CABLE TRAY, PERFORATED, HDG, 300X125X2MM | EA | ZELC | Ordered | 10303247 | 10303247
EM16 | 10303248 | NO | M | NO | 90 DEG BEND, HDG,FOR TRAY 300X125X2MM | EA | ZELC | Ordered | 10303248 | 10303248
EM16 | 10303249 | NO | M | NO | EQUAL TEE, HDG,FOR TRAY 300X125X2MM | EA | ZELC | Ordered | 10303249 | 10303249
EM16 | 10303250 | NO | M | NO | STANDARD CONNECTOR,FOR H 125MM TRAY | EA | ZELC | Ordered | 10303250 | 10303250
EM16 | 10303251 | NO | M | NO | WRAP AROUND CONNECTOR,FOR H 125MM TRAY | EA | ZELC | Ordered | 10303251 | 10303251
EM16 | 10303252 | NO | M | NO | CABLE TRAY, PERFORATED, HDG, 450X70X2MM | EA | ZELC | Ordered | 10303252 | 10303252
EM16 | 10303253 | NO | M | NO | STRAIGHT REDUCER,HDG,FOR 750X450X70X2MM | EA | ZELC | Ordered | 10303253 | 10303253
EM11 | 10303254 | NO | M | NO | FIRE SEALANT OF 3HRS STAND CAPACITY | DR | ZELC | Ordered | 10303254 | 10303254
EM11 | 10303255 | NO | M | NO | ROCK WALL | RL | ZELC | Ordered | 10303255 | 10303255
IM04 | 10303258 | NO | M | NO | MYRIAD MODEM, IME202T-LV-DIN, 9-36VDC | EA | ZELC | Ordered | 10303258 | 10303258
IM04 | 10303259 | NO | M | NO | MYRIAD MODEM, IME202T-DIN, 48-240VAC/DC | EA | ZELC | Ordered | 10303259 | 10303259
IM04 | 10303260 | NO | M | NO | LEASED LINE MODEM,DM-FSK-I-M, 12-160VDC | EA | ZELC | Ordered | 10303260 | 10303260
EM30 | 10303262 | NO | M | NO | CLAMP 3/4", 2 HOLE, EMT | EA | ZELC | Ordered | 10303262 | 10303262
EM30 | 10303263 | NO | M | NO | ELBOW 3/4", EMT | EA | ZELC | Ordered | 10303263 | 10303263
EM30 | 10303264 | NO | M | NO | COUPLING 3/4", EMT | EA | ZELC | Ordered | 10303264 | 10303264
EM19 | 10303267 | NO | M | NO | LIGHTING FIXTURE, 110V, BULK HEAD | EA | ZELC | Ordered | 10303267 | 10303267
EM11 | 10303269 | NO | M | NO | REDUCER BUSHING,SCH40,2x2 1/2" | EA | ZELC | Ordered | 10303269 | 10303269
EM11 | 10303270 | NO | M | NO | FLEXIBLE TUBE, 3/4", BLACK | RL | ZELC | Ordered | 10303270 | 10303270
IM03 | 10303273 | NO | M | NO | CABLE,CAT6,4P,U/FTP, 23 AWG,FR-LSZH | RL | ZELC | Ordered | 10303273 | 10303273
EM19 | 10303274 | NO | M | NO | TUBE LIGHT, 20W | EA | ZELC | Ordered | 10303274 | 10303274
EM19 | 10303275 | NO | M | NO | BULB, CFL, 15W | EA | ZELC | Ordered | 10303275 | 10303275
EM11 | 10303276 | NO | M | NO | MODEM SHELF,L215xW215xH40,RAL9005,2mm | EA | ZELC | Ordered | 10303276 | 10303276
EM07 | 10303277 | NO | M | NO | CABLE,POWER,3 C x 150 mm2,0.6/1KV,FLAME | M | ZELC | Ordered | 10303277 | 10303277
EM07 | 10303278 | NO | M | NO | CABLE,POWER,4Px20AWG,300 V PLTC,FLAME | M | ZELC | Ordered | NO | NO
EM07 | 10303279 | NO | M | NO | CABLE,INST. 1Px16AWG,300 V PLTC,FLAME | M | ZELC | Ordered | 10303279 | 10303279
EM22 | 10303280 | NO | M | NO | LOCAL CONTROL STATION, OUT DOOR, NEMA | EA | ZELC | Ordered | NO | NO
EM11 | 10303282 | NO | M | NO | ALUMINUM LADDER JSFL4 FOLDABLE A-TYPE | EA | ZELC | Ordered | 10303282 | 10303282
EM11 | 10303283 | NO | M | NO | ALUMINUM LADDER DPL7 FOLDABLE A-TYPE | EA | ZELC | Ordered | 10303283 | 10303283
EM11 | 10303284 | NO | M | NO | FISH TAPE, 120FT/40MTR IDEAL W/ CASE | EA | ZELC | Ordered | 10303284 | 10303284
EM04 | 10303285 | NO | M | NO | BATTERY, FIAMM SLA, 12V-5AH | EA | ZELC | Ordered | 10303285 | 10303285
EM04 | 10303286 | NO | M | NO | BATTERY CLIP, SAT POWER SLA | EA | ZELC | Ordered | 10303286 | 10303286
EM11 | 10303287 | X | M | NO | UNIFORM, SAFETY, PANT & SHIRT,CAT 2 | SET | ZELC | Ordered | 10303287 | 10303287
EM11 | 10303288 | NO | M | NO | UNIFORM, SAFETY,COVERALL, CAT 2 | EA | ZELC | Ordered | 10303288 | 10303288
EM19 | 10303289 | NO | M | NO | BULB, CFL, 23W | EA | ZELC | Ordered | 10303289 | 10303289
EM11 | 10303291 | NO | M | NO | CABLE TAG SHEET, A4,SILVER FOX,YELLOW | PAC | ZELC | Ordered | 10303291 | 10303291
EM23 | 10303295 | NO | M | NO | POWER SUPPLY,CABUR,CSF120DP,AC/DC-DC | EA | ZELC | Ordered | 10303295 | 10303295
CM09 | 10303296 | NO | M | NO | SIGMA COVER 280 (GREENISH Yel ) GALLON | EA | ZELC | Ordered | 10303296 | 10303296
CM09 | 10303298 | NO | M | NO | SIGMA DUR FINISH S/GLOSS#ZBASS RAL1023 | L | ZELC | Ordered | 10303298 | 10303298
CM09 | 10303299 | NO | M | NO | SIGMA DUR FINISH S/GLOSS#Z BASS RAL9005 | L | ZELC | Ordered | 10303299 | 10303299
CM09 | 10303300 | NO | M | NO | SIGMA DUR FINISH S/GLOSS#Z BASS RAL3020 | L | ZELC | Ordered | 10303300 | 10303300
EM11 | 10303301 | NO | M | NO | THYRISTOR MODULE, SEMIKRON SKKT 500/16E | EA | ZELC | Ordered | 10303301 | 10303301
EM08 | 10303305 | NO | M | NO | PROGRAMMABLE TRANSDUCER,DPT100 614-110 | EA | ZELC | Ordered | 10303305 | 10303305
IM03 | 10303308 | NO | M | NO | CABLE,1Px1mm²,CU/XLPE/OS/FRPVC,600V | M | ZELC | Ordered | 10303308 | 10303308
IM03 | 10303309 | NO | M | NO | CABLE,3Px1mm²,CU/XLPE/IS/OS/FRPVC,600V | M | ZELC | Ordered | 10303309 | 10303309
IM03 | 10303310 | NO | M | NO | CABLE,2Px1.5mm²,CU/XLPE/OS/FRPVC,600V | M | ZELC | Ordered | 10303310 | 10303310
IM03 | 10303313 | NO | M | NO | CABLE,2Cx4mm²,CU/XLPE/CUT/FRPVC,0.6/1kV | M | ZELC | Ordered | 10303313 | 10303313
IM03 | 10303314 | NO | M | NO | GRD WIRE,1Cx25mm²,CU/PVC,750V | M | ZELC | Ordered | 10303314 | 10303314
EM24 | 10303315 | NO | M | NO | CONTROL RELAY,SCHNEIDER,RM17UAS15 | EA | ZELC | Ordered | 10303315 | 10303315
EM24 | 10303316 | NO | M | NO | CONTACTOR RELAY,SIEMENS,3RH2122-1BF40 | EA | ZELC | Ordered | 10303316 | 10303316
EM24 | 10303317 | NO | M | NO | FT TEST SWITCH,ABB,1586C42G43,W/COVER | EA | ZELC | Ordered | 10303317 | 10303317
EM19 | 10303318 | NO | M | NO | TUBE LIGHT, RAPID START, 40W, 110V | EA | ZELC | Ordered | 10303318 | 10303318
EM11 | 10303320 | NO | M | NO | EXHAUST FAN CEILING TYPE, 110 VOLTS | EA | ZELC | Ordered | 10303320 | 10303320
EM04 | 10303321 | NO | M | NO | UPS,DOUBLE CONVERSION,APEC,DGR1101S | EA | ZELC | Ordered | 10303321 | 10303321
EM11 | 10303322 | NO | M | NO | TV+REMOTE,SAMSUNG,UN48J5200+TM1240A | EA | ZELC | Ordered | 10303322 | 10303322
EM34 | 10303323 | NO | M | NO | PROGRAMMABLE TRANSDUCER,CEWE,DPT200-203 | EA | ZELC | Ordered | NO | NO
EM08 | 10303324 | NO | M | NO | WESTERM D20AD,GE,D20A-T-L-D-U-S-7-U-U | EA | ZELC | Ordered | 10303324 | 10303324
EM19 | 10303325 | NO | M | NO | TUBE LIGHT SET, SINGLE W/ COVER 110V 40W | EA | ZELC | Ordered | 10303325 | 10303325
IM03 | 10303328 | NO | M | NO | TELEPHONE CABLE,50PAIRS,24AWG,CAT3 | M | ZELC | Ordered | 10303328 | 10303328
EM30 | 10303330 | NO | M | NO | TAC 10 PAIR DISCONNECTION MODULE KRONE | EA | ZELC | Ordered | 10303330 | 10303330
EM30 | 10303331 | NO | M | NO | TELEPHONE 100PAIR MDF METAL BOX | EA | ZELC | Ordered | 10303331 | 10303331
EM30 | 10303332 | NO | M | NO | NETBOX TELEPHONE PATCH PANEL CAT3 25PORT | EA | ZELC | Ordered | 10303332 | 10303332
EM30 | 10303333 | NO | M | NO | TAC PUNCH DOWN TOOL RJ 45/11 | EA | ZELC | Ordered | 10303333 | 10303333
EM30 | 10303334 | NO | M | NO | CONDUCTOR, BUSBAR, 80X6MM | M | ZELC | Ordered | 10303334 | 10303334
EM30 | 10303335 | NO | M | NO | CABLE TIE, HEAVY DUTY, 3.5X500 | PAC | ZELC | Ordered | 10303335 | 10303335
EM08 | 10303337 | NO | M | NO | D25-636U-E333-UUUU-UUUB-UA, DI:96, DO:16 | EA | ZELC | Ordered | 10303337 | 10303337
EM08 | 10303338 | NO | M | NO | D25-636U-E3UU-UUUU-UUUB-UA, DI:32, DO:16 | EA | ZELC | Ordered | 10303338 | 10303338
ITM2 | 10303339 | NO | M | NO | LAPTOP,DELL INSPIRON 5567,I7,1TB,8GB | EA | ZELC | Ordered | 10303339 | 10303339
EM04 | 10303340 | NO | M | NO | BATTERY,LITHIUM,3.6V,SIZE 1/2 AA | EA | ZELC | Ordered | 10303340 | 10303340
ITM7 | 10303341 | NO | M | CMMOD0016 | MODEM,TELENETICS,DSP9612-LV,10TO53VDC | EA | ZELC | Ordered | 10303341 | 10303341
ITM4 | 10303345 | NO | M | NO | RJ-11 CONNECTOR, STAINLESS | EA | ZELC | Ordered | 10303345 | 10303345
EM11 | 10303346 | NO | M | NO | FILTER BAG, 590Wx490Hx457D MM,95%, 6-P` | EA | ZELC | Ordered | 10303346 | 10303346
EM11 | 10303347 | NO | M | NO | FILTER BAG, 590Wx590Hx457D MM,95%, 6-P | EA | ZELC | Ordered | 10303347 | 10303347
EM11 | 10303348 | NO | M | NO | FILTER BAG, 490Wx490Hx457D MM,95%, 5-P | EA | ZELC | Ordered | 10303348 | 10303348
EM11 | 10303349 | NO | M | NO | FILTER BAG, 490Wx590Hx457D MM,95%, 5-P | EA | ZELC | Ordered | 10303349 | 10303349
EM11 | 10303350 | NO | M | NO | FILTER BAG, 590Wx590Hx457D MM,95%, 6-P | EA | ZELC | Ordered | 10303350 | 10303350
EM11 | 10303351 | NO | M | NO | FILTER BAG, 590Wx290Hx457D MM,95%, 6-P | EA | ZELC | Ordered | 10303351 | 10303351
EM11 | 10303352 | NO | M | NO | FILTER BAG, 490Wx290Hx457D MM,95%, 5-P | EA | ZELC | Ordered | 10303352 | 10303352
EM22 | 10303353 | NO | M | NO | R20, 2/4, KEY-OPTD SWITCH, LOCAL/ REMOTE | EA | ZELC | Ordered | 10303353 | 10303353
EM07 | 10303354 | NO | M | NO | CABLE, POWER, 4C (3Cx95mm2 + 1Cx50mm2-G) | M | ZELC | Ordered | 10303354 | 10303354
EM07 | 10303355 | NO | M | NO | CABLE, POWER, 4C (3Cx25MM2 + 1Cx16MM2-G) | M | ZELC | Ordered | 10303355 | 10303355
EM07 | 10303356 | NO | M | NO | CABLE, GROUNDING, 1Cx25mm2, CU/XLPE | M | ZELC | Ordered | 10303356 | 10303356
EM07 | 10303357 | NO | M | NO | CABLE, GROUNDING, 1Cx75MM2, CU/XLPE | M | ZELC | Ordered | 10303357 | 10303357
IM14 | 10303358 | NO | M | NO | Digital Multimeters DM-45 , GREENLEE | EA | ZELC | Ordered | 10303358 | 10303358
IM14 | 10303359 | NO | M | NO | Telephone Test Set TM-500T , GREENLEE | EA | ZELC | Ordered | 10303359 | 10303359
EM08 | 10303361 | NO | M | NO | WESDAC D20C,GE,D20C-132F-L41U-UA | EA | ZELC | Ordered | 10303361 | 10303361
ITM2 | 10303362 | NO | M | NO | BATTERY, LAPTOP, HP, 718755-001 | EA | ZELC | Ordered | 10303362 | 10303362
ITM2 | 10303363 | NO | M | NO | BATTERY, LAPTOP, HP, 628668-001 | EA | ZELC | Ordered | 10303363 | 10303363
EM04 | 10303364 | NO | M | NO | BATTERY 170 MF -ELECTRONIC | EA | ZELC | Ordered | 10303364 | 10303364
IM04 | 10303366 | NO | M | NO | ETHERNET PATCH PANEL, NPP-6A2BLK241 | EA | ZELC | Ordered | 10303366 | 10303366
EM23 | 10303367 | NO | M | NO | Power Supply, AC - DC,CABUR, CSD70C | EA | ZELC | Ordered | 10303367 | 10303367
EM24 | 10303368 | NO | M | NO | AC SUPERVISION RELAY, RUT-4 OP 230VAC | EA | ZELC | Ordered | 10303368 | 10303368
IM03 | 10303369 | NO | M | NO | CABLE, 8x1mm², CU/XLPE/OS/FRPVC, 600V | M | ZELC | Ordered | 10303369 | 10303369
IM03 | 10303370 | NO | M | NO | CABLE, 12x1mm², CU/XLPE/OS/FRPVC, 600V | M | ZELC | Ordered | 10303370 | 10303370
EM11 | 10303380 | NO | M | NO | MASTER KEY, ABLOY CY405N (CY-G) | EA | ZELC | Ordered | 10303380 | 10303380
EM09 | 10303382 | NO | M | NO | AC MCB, 2P, 4A, C, 5SY4204-7, SIEMENS | EA | ZELC | Ordered | 10303382 | 10303382
EM09 | 10303383 | NO | M | NO | AC MCB, 2P, 6A, C, 5SY4206-7, SIEMENS | EA | ZELC | Ordered | 10303383 | 10303383
EM08 | 10303384 | NO | M | NO | TPI, EMCO, EE610, 10 & 50 OHM, DUAL O/P | EA | ZELC | Ordered | 10303384 | 10303384
EM22 | 10303385 | NO | M | NO | FLUORESCENT TUBE,18W,RITTAL,SZ 4155.010 | EA | ZELC | Ordered | 10303385 | 10303385
EM11 | 10303387 | NO | M | NO | TRANSFORMER,DRY,45KVA,DYN11,60HZ | EA | ZELC | Ordered | 10303387 | 10303387
EM11 | 10303388 | NO | M | NO | TRANSFORMER,DRY,30KVA,DYN11,60HZ,NEMA2 | EA | ZELC | Ordered | 10303388 | 10303388
EM11 | 10303391 | NO | M | NO | "DUCT SEAL,OD185 mm,FOR CABLE 1x630Sqmm | EA | ZELC | Ordered | 10303391 | 10303391
EM11 | 10303392 | NO | M | NO | DUCT SEAL,OD 185mm,FOR CABLE 1x400Sqmm | EA | ZELC | Ordered | 10303392 | 10303392
EM11 | 10303393 | NO | M | NO | DUCT SEAL,OD 185mm,FOR CABLE 1x1200 Sqmm | EA | ZELC | Ordered | 10303393 | 10303393
EM11 | 10303394 | NO | M | NO | DUCT SEAL,OD 185mm,FOR CABLE 3Cx240Sqmm | EA | ZELC | Ordered | 10303394 | 10303394
EM11 | 10303395 | NO | M | NO | DUCT SEAL,OD 185mm,FOR CABLE 1x500 Sqmm" | EA | ZELC | Ordered | 10303395 | 10303395
EM11 | 10303396 | NO | M | NO | DUCT SEAL,OD 185mm ,NO HOLE | EA | ZELC | Ordered | 10303396 | 10303396
EM11 | 10303397 | NO | M | NO | DUCT SEAL,OD 146 mm,NO HOLE | EA | ZELC | Ordered | 10303397 | 10303397
EM19 | 10303399 | NO | M | NO | HPS LIGHT FIXTURE, VMVS2C070GP/120V/TIR | EA | ZELC | Ordered | 10303399 | 10303399
EM19 | 10303400 | NO | M | NO | LIGHTING OUTLET BOX, C31 Series, CR.HIND | EA | ZELC | Ordered | 10303400 | 10303400
EM19 | 10303401 | NO | M | NO | JUNCTION BOX NEMA 4X,SS,300x300x150, | EA | ZELC | Ordered | 10303401 | 10303401
EM22 | 10303402 | NO | M | NO | Convenience Receptacles,CAT.CPS152-201, | EA | ZELC | Ordered | 10303402 | 10303402
EM16 | 10303403 | NO | M | NO | PERFORATED CABLE TRAY,252W3-100/3000S | M | ZELC | Ordered | 10303403 | 10303403
EM16 | 10303404 | NO | M | NO | PERFORATED TRAY COVER, 100MM, HDG | M | ZELC | Ordered | 10303404 | 10303404
EM07 | 10303407 | NO | M | NO | GROUNDING CABLE, 35 MM2, 450/750V,GREEN | M | ZELC | Ordered | 10303407 | 10303407
EM07 | 10303408 | NO | M | NO | GROUNDING CABLE, 70 MM2, 450/750V,GREEN | M | ZELC | Ordered | 10303408 | 10303408
EM07 | 10303410 | NO | M | NO | CABLE.POWER, 3C[2x10mm2+4mm2]0.6/1KV.STR | M | ZELC | Ordered | 10303410 | 10303410
EM07 | 10303411 | NO | M | NO | CABLE.POWER, 3C x 4mm2, 0.6/1KV, STR | M | ZELC | Ordered | 10303411 | 10303411
EM11 | 10303412 | NO | M | NO | CABLE CLAMP,TREFOIL,2 BOLT,F/ 1CX630SQMM | EA | ZELC | Ordered | 10303412 | 10303412
EM11 | 10303413 | NO | M | NO | COPPER BAR,25MM X 3MM X 200 M | EA | ZELC | Ordered | 10303413 | 10303413
EM24 | 10303417 | NO | M | NO | RELAY,ARTECHE,BF-4RHB125VDC+FN-DE IP10 | EA | ZELC | Ordered | 10303417 | 10303417
EM09 | 10303418 | NO | M | NO | MCB, AEG,553460,4P,32A,415V,E94XC32 | EA | ZELC | Ordered | 10303418 | 10303418
EM09 | 10303419 | NO | M | NO | MCB, AEG,553458,4P,20A,415V, E94XC20 | EA | ZELC | Ordered | 10303419 | 10303419
EM07 | 10303432 | NO | M | NO | CABLE 1Px16 AWG,300V,CU/PVC/AMS/GSWA/FR- | M | ZELC | Ordered | 10303432 | 10303432
EM09 | 10303442 | NO | M | NO | MCB,2P,32A,415V,E92XC32, MAKE: AEG | EA | ZELC | Ordered | 10303442 | 10303442
EM30 | 10303443 | NO | M | NO | HORIZONTAL TEE, HDG, 100Wx100Hx1.5T MM | EA | ZELC | Ordered | 10303443 | 10303443
EM07 | 10303444 | NO | M | NO | CABLE,FLEXIBLE ACID RESISTANT,1C X 70 MM | M | ZELC | Ordered | 10303444 | 10303444
EM16 | 10303445 | NO | M | NO | CONNECTOR 75 MM, HDG STANDARD, | EA | ZELC | Ordered | 10303445 | 10303445
IM05 | 10303446 | NO | M | NO | FIRE DETECTOR , FDOOT441, SIEMENS | EA | ZELC | Ordered | 10303446 | 10303446
IM05 | 10303447 | NO | M | NO | DETECTOR MOUNTING BASE, DB-11,SIEMENS | EA | ZELC | Ordered | 10303447 | 10303447
IM05 | 10303448 | NO | M | NO | DETECTOR MOUNTING BASE WITH RELAY,DB2-HR | EA | ZELC | Ordered | 10303448 | 10303448
EM22 | 10303460 | NO | M | NO | ENCLOSURE,RITTAL,TS8808.512,2000x800x800 | EA | ZELC | Ordered | 10303460 | 10303460
EM22 | 10303461 | NO | M | NO | MOUNTING ANGLE,RITTAL,DK7827.201,19",42U | PAC | ZELC | Ordered | 10303461 | 10303461
EM22 | 10303463 | NO | M | NO | ENCLOSURE,RITTAL,TS8808.500,2000x800x800 | EA | ZELC | Ordered | 10303463 | 10303463
EM22 | 10303464 | NO | M | NO | DOOR,RITTAL,TS5050.067,2000x800,RAL7035 | EA | ZELC | Ordered | 10303464 | 10303464
EM22 | 10303467 | NO | M | NO | LOCK COMPONENT, RITTAL, TS8800.040 | EA | ZELC | Ordered | 10303467 | 10303467
EM22 | 10303468 | NO | M | NO | HINDGES 130 DEGREE, RITTAL, TS8800.020 | EA | ZELC | Ordered | 10303468 | 10303468
IM03 | 10303469 | NO | M | NO | CABLE GLAND,BRASS,A1A2-130,WITH LOCKNUT | EA | ZELC | Ordered | 10303469 | 10303469
EM11 | 10303470 | NO | M | NO | COPPER BAR, 40 MM X 6 MM | M | ZELC | Ordered | 10303470 | 10303470
EM11 | 10303471 | NO | M | NO | BLADE TERMINAL, 4sqmm,CEMBRE,GF-PP 17 | EA | ZELC | Ordered | 10303471 | 10303471
EM11 | 10303472 | NO | M | NO | MRKER TUBE,KSS,OMT3.5BSYW (YELLOW) | EA | ZELC | Ordered | 10303472 | 10303472
EM30 | 10303473 | NO | M | NO | SPIN RUBBER (LG ORIGINAL) | EA | ZELC | Ordered | 10303473 | 10303473
EM30 | 10303474 | NO | M | NO | DRAIN STICK (ORIGINAL) | EA | ZELC | Ordered | 10303474 | 10303474
EM30 | 10303475 | NO | M | NO | WASH KNOB D-WASH | EA | ZELC | Ordered | 10303475 | 10303475
EM30 | 10303476 | NO | M | NO | SPIN TIMER, 220 VOLTS | EA | ZELC | Ordered | 10303476 | 10303476
EM30 | 10303477 | NO | M | NO | WASHING MACHINE BELLOW SPRING (LG ORIGI | EA | ZELC | Ordered | 10303477 | 10303477
EM08 | 10303479 | NO | M | NO | MODEM,TELENETICS,IME-9612FP-DIN | EA | ZELC | Ordered | 10303479 | 10303479
EM08 | 10303480 | NO | M | NO | CHASSIS,18 SLOT,MDR-02,MYRIAD | EA | ZELC | Ordered | 10303480 | 10303480
EM04 | 10303485 | NO | M | NO | BATTERY,NiMH,LEICA,GEB 187,12V=/2.1Ah | EA | ZELC | Ordered | 10303485 | 10303485
EM11 | 10303489 | NO | M | NO | RECEPTACLE & PLUG,20A,250V,2HP | EA | ZELC | Ordered | 10303489 | 10303489
EM09 | 10303492 | NO | M | NO | MCB,20A,4P,400VAC | EA | ZELC | Ordered | 10303492 | 10303492
IM13 | 10303493 | NO | M | NO | LAMP LUMILUX,HE 28W/840,28W,COOL WHITE | EA | ZELC | Ordered | 10303493 | 10303493
EM07 | 10303495 | NO | M | NO | FERRULE TUBE,NON-SHRINKABLE,4mm,RED,200M | RL | ZELC | Ordered | 10303495 | 10303495
EM11 | 10303498 | NO | M | NO | CABLE GLAND M25,3/4" NPT THRD,BRASS W/NI | EA | ZELC | Ordered | 10303498 | 10303498
EM11 | 10303499 | NO | M | NO | CABLE GLAND 1/2,NPT THRD,BRASS W/NI,FLAM | EA | ZELC | Ordered | 10303499 | 10303499
EM11 | 10303500 | NO | M | NO | CABLE GLAND M-20, BRASS W/NI,FLAME PRROF | EA | ZELC | Ordered | 10303500 | 10303500
EM11 | 10303501 | NO | M | NO | CABLE GLAND REDUCER, 3/4"M X 1/2" F, | EA | ZELC | Ordered | 10303501 | 10303501
EM04 | 10303505 | NO | M | NO | RECHARGEABLE BATTERY, DCB145, DEWALT, | EA | ZELC | Ordered | 10303505 | 10303505
EM16 | 10303506 | NO | M | NO | LADDER CONNECTOR,ALUMINUM,146x240x1.5mm | EA | ZELC | Ordered | 10303506 | 10303506
EM16 | 10303507 | NO | M | NO | ST CONNECTOR,ALUMINIUM,145x175X2MM | EA | ZELC | Ordered | 10303507 | 10303507
EM11 | 10303508 | NO | M | NO | LDPE SHEETS 300 Mil 4 X25LM | RL | ZELC | Ordered | 10303508 | 10303508
EM11 | 10303509 | NO | M | NO | SEALANT,LC 1305 INT F/S SEALANT 5 GALOON | EA | ZELC | Ordered | 10303509 | 10303509
EM30 | 10303510 | NO | M | NO | GLOVES, PTFE COATED, BLACK COLOR | PAA | ZELC | Ordered | 10303510 | 10303510
EM30 | 10303511 | NO | M | NO | CABLE LUG,FLAT,CEMBRE,RF-PP 12/23,1.5mm2 | PAC | ZELC | Ordered | 10303511 | 10303511
EM08 | 10303512 | NO | M | NO | XCELL PROCESSOR MODULE,MICROSOL,CPR-041 | EA | ZELC | Ordered | 10303512 | 10303512
EM08 | 10303513 | NO | M | NO | DIGITAL INPUT MODULE,MICROSOL,HDI-050 | EA | ZELC | Ordered | 10303513 | 10303513
EM08 | 10303514 | NO | M | NO | ANALOG INPUT MODULE,MICROSOL,HAI-037 | EA | ZELC | Ordered | 10303514 | 10303514
EM08 | 10303515 | NO | M | NO | DIGITAL OUTPUT MODULE,MICROSOL,HDO-040 | EA | ZELC | Ordered | 10303515 | 10303515
EM22 | 10303516 | NO | M | NO | VOLTMETER,CEWE,IQ72,PTR:66/0.1kV,0-80kV | EA | ZELC | Ordered | 10303516 | 10303516
EM22 | 10303517 | NO | M | NO | AMMETER, CEWE, IQ72, CTR:800/5A, 0-950A | EA | ZELC | Ordered | 10303517 | 10303517
EM22 | 10303518 | NO | M | NO | WATTMETER, CEWE, PL34, 800/5A, 66/0.1kV | EA | ZELC | Ordered | 10303518 | 10303518
EM22 | 10303519 | NO | M | NO | VARMETER, CEWE, QL33, 800/5A, 66/0.1kV | EA | ZELC | Ordered | 10303519 | 10303519
EM11 | 10303523 | NO | M | NO | COPPER BAR,100 MM X 6 MM | M | ZELC | Ordered | 10303523 | 10303523
EM33 | 10303524 | NO | M | NO | LADDER,ALUMINIUM,W305xD127x2mm,3.66mtr | EA | ZELC | Ordered | 10303524 | 10303524
EM33 | 10303526 | NO | M | NO | BEND,90 deg,ALUMINIUM,HZ,W305xD127x2mm | EA | ZELC | Ordered | 10303526 | 10303526
EM33 | 10303527 | NO | M | NO | CLAMP,ALUMINIUM,FOR LADDER W305xD127MM | EA | ZELC | Ordered | 10303527 | 10303527
EM33 | 10303528 | NO | M | NO | STD CONNECTOR,H158mm,FOR CABLE LADDER,AL | PAA | ZELC | Ordered | 10303528 | 10303528
EM08 | 10303529 | NO | M | NO | DI TERMINATION BOARD,MICROSOL,TDI-051 | EA | ZELC | Ordered | 10303529 | 10303529
EM08 | 10303530 | NO | M | NO | AI TERMINATION BOARD,MICROSOL, TAI-050 | EA | ZELC | Ordered | 10303530 | 10303530
EM08 | 10303531 | NO | M | NO | DO TERMINATION BOARD,MICROSOL,TDO-050 | EA | ZELC | Ordered | 10303531 | 10303531
EM22 | 10303533 | NO | M | NO | FAN & FILTER UNIT, RITTAL, SK3241.100 | EA | ZELC | Ordered | 10303533 | 10303533
EM11 | 10303534 | NO | M | NO | COVERALL,SAFETY,ATPV > 12 CAL /CM | EA | ZELC | Ordered | 10303534 | 10303534
IM03 | 10303539 | NO | M | NO | CABLE GLAND,BRASS,40S,UNARMORED CABLE | EA | ZELC | Ordered | 10303539 | 10303539
EM11 | 10303540 | NO | M | NO | INSULATOR,480V,FOR BUS BAR SUPPORT | EA | ZELC | Ordered | 10303540 | 10303540
EM22 | 10303541 | NO | M | NO | SIDE PANEL COVER,2287x530mm,for MCC | EA | ZELC | Ordered | 10303541 | 10303541
EM30 | 10303542 | NO | M | NO | HOT PLATE | EA | ZELC | Ordered | 10303542 | 10303542
EM08 | 10303543 | NO | M | NO | RTU, STATION MANAGER-2, SIEMENS W/ACCESS | EA | ZELC | Ordered | 10303543 | 10303543
EM12 | 10303544 | NO | M | NO | MARKER, WDM, 1609810000, DEK 5/5 MC SDR | BOX | ZELC | Ordered | 10303544 | 10303544
EM30 | 10303545 | NO | M | NO | BLACK RIBBON,CABUR,RSP300BK,FOR SMART | EA | ZELC | Ordered | 10303545 | 10303545
EM07 | 10303546 | NO | M | NO | CABLE LUG,CEMBRE,BF-PP 12/19,100PCS/PKT | PAC | ZELC | Ordered | 10303546 | 10303546
EM07 | 10303547 | NO | M | NO | CABLE LUG,CEMBRE,RS43(N),100PCS/PKT,“U” | PAC | ZELC | Ordered | 10303547 | 10303547
EM07 | 10303548 | NO | M | NO | CABLE LUG,CEMBRE,RR43,100PCS/PKT,“U” | PAC | ZELC | Ordered | 10303548 | 10303548
EM07 | 10303549 | NO | M | NO | CABLE LUG,1.5SQMM,FLAT,RED,100PCS/PKT | PAC | ZELC | Ordered | 10303549 | 10303549
EM11 | 10303550 | NO | M | NO | END CAP, PLASTIC, 110MM, SAPCO SCHED 80 | EA | ZELC | Ordered | 10303550 | 10303550
EM11 | 10303551 | NO | M | NO | END CAP, PLASTIC, 200MM, SAPCO SCHED 80 | EA | ZELC | Ordered | 10303551 | 10303551
EM08 | 10303553 | NO | M | NO | PCB AY ANALOG INPUT TERM,P3R1016144000 | EA | ZELC | Ordered | NO | NO
EM08 | 10303554 | NO | M | NO | PCB ASSY,SIEMENS,P3R1016499010 | EA | ZELC | Ordered | NO | NO
EM08 | 10303555 | NO | M | NO | LINK CONTROLLER,SIEMENS,FW:01016103000 | EA | ZELC | Ordered | NO | NO
EM08 | 10303556 | NO | M | NO | LINK CONTROLLER,SIEMENS,FW:01016077000 | EA | ZELC | Ordered | NO | NO
EM08 | 10303557 | NO | M | NO | LINK CONTROLLER,SIEMENS,FW:01014980000 | EA | ZELC | Ordered | NO | NO
EM24 | 10303558 | NO | M | NO | RELAY,ABB,CM-MPS.41S,1SVR730884R3300 | EA | ZELC | Ordered | 10303558 | 10303558
EM19 | 10303559 | NO | M | NO | HPS LIGHTING FIXTURE,CRO-HINDS,VMVS2C070 | EA | ZELC | Ordered | 10303559 | 10303559
EM19 | 10303560 | NO | M | NO | LIGHTING OUTLET BOX:CROUSE-HINDS,P/N.C31 | EA | ZELC | Ordered | 10303560 | 10303560
EM24 | 10303561 | NO | M | NO | OMRON RELAY,120VAC,MK2PN-S-AC120,W/BASE | EA | ZELC | Ordered | NO | NO
EM19 | 10303562 | NO | M | NO | LOCAL CONTROL STATION,Cat#GHG43,CR-HINDS | EA | ZELC | Ordered | 10303562 | 10303562
EM16 | 10303564 | NO | M | NO | HORZ.ELBOW,45 Deg. 150mm W,600mm RADIUS | EA | ZELC | Ordered | 10303564 | 10303564
EM16 | 10303565 | NO | M | NO | VERTICAL ELBOW(OUT) 90 Deg.150mm,W/COVER | EA | ZELC | Ordered | 10303565 | 10303565
AM07 | 10303566 | NO | M | NO | BREATHER BOX,SCOTT,X3214022200311 | EA | ZELC | Ordered | 10303566 | 10303566
EM30 | 10303567 | NO | M | NO | BONDING JUMPER, 35mm2,YELLOW/GREEN INSUL | EA | ZELC | Ordered | 10303567 | 10303567
EM30 | 10303568 | NO | M | NO | SEALING COMPOUND CHICO A, | EA | ZELC | Ordered | 10303568 | 10303568
EM30 | 10303569 | NO | M | NO | SEALING FIBER CHICO X, 1 BG | EA | ZELC | Ordered | 10303569 | 10303569
EM15 | 10303570 | NO | M | NO | CONDUIT UNION,1/2",RIGID MALE XP UNY, | EA | ZELC | Ordered | 10303570 | 10303570
EM15 | 10303571 | NO | M | NO | CONDUIT UNION,1-1/2", RIGID MALE XP UNY, | EA | ZELC | Ordered | 10303571 | 10303571
EM11 | 10303572 | NO | M | NO | SEALING FITTING 1/2",EYA,VERT-HORIZ M-F, | EA | ZELC | Ordered | 10303572 | 10303572
EM11 | 10303574 | NO | M | NO | SEALING FITTING,1-1/2",EYA, VERT-HORIZ | EA | ZELC | Ordered | 10303574 | 10303574
EM11 | 10303575 | NO | M | NO | CONNECTOR, 1-1/2", 90 DEG.(LIQ.TIGHT CON | EA | ZELC | Ordered | 10303575 | 10303575
EM11 | 10303576 | NO | M | NO | CABLE GLAND, 3/4",NPT,EXPLOSION PROOF,MC | EA | ZELC | Ordered | 10303576 | 10303576
EM11 | 10303577 | NO | M | NO | CABLE GLAND, 1-1/2",EXPLOSION PROOF,MC | EA | ZELC | Ordered | 10303577 | 10303577
EM16 | 10303578 | NO | M | NO | PERPORATED TRAY, 100mmW, 50mmH,3M LONG | EA | ZELC | Ordered | 10303578 | 10303578
EM16 | 10303579 | NO | M | NO | HOR.ADJ. CONN.FOR PERFORATED CABLE TRAY | EA | ZELC | Ordered | 10303579 | 10303579
EM16 | 10303581 | NO | M | NO | STRAIGHT JOINT PIECE, 50MM H,HDG FINISH | EA | ZELC | Ordered | 10303581 | 10303581
EM16 | 10303583 | NO | M | NO | BONDING JUMPER,CUWIRE,AWG 1/0,15-1/2"LON | EA | ZELC | Ordered | 10303583 | 10303583
EM16 | 10303584 | NO | M | NO | HOLD DOWN CLAMP,50 MM W/BOLTS & WASHER, | EA | ZELC | Ordered | 10303584 | 10303584
EM16 | 10303585 | NO | M | NO | TRAY COVER: STR. 8MMØ HOLE,HDG,3 M LONG | EA | ZELC | Ordered | 10303585 | 10303585
EM11 | 10303586 | NO | M | NO | LUGS, 185MM2, 2HOLE,600V-35KV,HYLUG,UL | EA | ZELC | Ordered | 10303586 | 10303586
EM11 | 10303588 | NO | M | NO | LUGS,35mm²,1 HOLE,600V TO 35 KV, HYLUG | EA | ZELC | Ordered | 10303588 | 10303588
EM11 | 10303589 | NO | M | NO | LUG, 70MM2, 1HOLE, 1/2"BOLT SIZE, | EA | ZELC | Ordered | 10303589 | 10303589
EM11 | 10303590 | NO | M | NO | LUG, 120MM2, 2HOLE,600V TO 35KV,UL LISTE | EA | ZELC | Ordered | 10303590 | 10303590
EM11 | 10303591 | NO | M | NO | CABLE GLAND,3/4",CMP E1FW TYPE",FLAME PR | EA | ZELC | Ordered | 10303591 | 10303591
EM11 | 10303592 | NO | M | NO | CABLE GLAND, 2-1/2",CMP E1FW,FLAME FROOF | EA | ZELC | Ordered | 10303592 | 10303592
EM11 | 10303593 | NO | M | NO | CABLE GLAND,M25,CMP E1FW TYPE,FLAME PROO | EA | ZELC | Ordered | 10303593 | 10303593
EM11 | 10303594 | NO | M | NO | CABLE GLAND,M50, CMP E1FW TYPE,FLAME PRO | EA | ZELC | Ordered | 10303594 | 10303594
EM11 | 10303595 | NO | M | NO | CABLE GLAND,M75, CMP E1FW, FLAME PROOF | EA | ZELC | Ordered | 10303595 | 10303595
EM16 | 10303596 | NO | M | NO | CABLE TRAY,150MM W,6 M LONG,6667-06SL-20 | EA | ZELC | Ordered | 10303596 | 10303596
EM16 | 10303597 | NO | M | NO | HORZ.ELBOW,90DEG.150 Wx600MM R,467-069F- | EA | ZELC | Ordered | 10303597 | 10303597
EM16 | 10303598 | NO | M | NO | HORZ.ELBOW,45 DEG.150Wx600MM R,467-064F- | EA | ZELC | Ordered | 10303598 | 10303598
EM16 | 10303599 | NO | M | NO | VERTICAL ELBOW,90 DEG.150W,600R,467-0690 | EA | ZELC | Ordered | 10303599 | 10303599
EM16 | 10303600 | NO | M | NO | STRAIGHT SEC,150mmW,3MTR LNG,FL47-06SL-3 | EA | ZELC | Ordered | 10303600 | 10303600
EM16 | 10303601 | NO | M | NO | HORZ.ELBOW,90DEG.150mmW,600mmR,FL47-069F | EA | ZELC | Ordered | 10303601 | 10303601
EM15 | 10303602 | NO | M | NO | CONDUIT,RIGID PVC,1", SCH.40,NEMA TC 2 | EA | ZELC | Ordered | 10303602 | 10303602
EM15 | 10303603 | NO | M | NO | CONDUIT,RIGID PVC,2", SCH.40, NEMA TC 2 | EA | ZELC | Ordered | 10303603 | 10303603
EM15 | 10303604 | NO | M | NO | CONDUIT, RIGID STEEL, 2" x 3 MTR, HDG | EA | ZELC | Ordered | 10303604 | 10303604
EM15 | 10303605 | NO | M | NO | CONDUIT, RIGID STEEL, 3" x 3 MTR, HDG | EA | ZELC | Ordered | NO | NO
EM15 | 10303606 | NO | M | NO | CONDUIT BUSHING,1",STEEL,HVY GAUGE,NPT | EA | ZELC | Ordered | 10303606 | 10303606
EM15 | 10303607 | NO | M | NO | CONDUIT BUSHING,2",STEEL,HVY GAUGE,NPT | EA | ZELC | Ordered | 10303607 | 10303607
EM15 | 10303608 | NO | M | NO | CONDUIT BUSHING,3",STEEL,HVY GAUGE,NPT | EA | ZELC | Ordered | 10303608 | 10303608
EM07 | 10303609 | NO | M | NO | POWER CABLE,4C(3Cx185mm²+35mm²)0.6/1KV, | M | ZELC | Ordered | 10303609 | 10303609
EM07 | 10303610 | NO | M | NO | POWER CABLE,0.6/1KV,3C (2x4MM2 + 4MM2) | M | ZELC | Ordered | 10303610 | 10303610
EM07 | 10303611 | NO | M | NO | CONTROL CABLE, 0.6/1KV, 7C x 2.5 SQ.MM | M | ZELC | Ordered | 10303611 | 10303611
EM07 | 10303612 | NO | M | NO | CONTROL CABLE, 0.6/1KV, 7C x 4 SQ.MM | M | ZELC | Ordered | 10303612 | 10303612
EM07 | 10303613 | NO | M | NO | CABLE,SIGNAL,BRANCH,1PRx16AWG,SCREEN,SWA | M | ZELC | Ordered | 10303613 | 10303613
EM07 | 10303614 | NO | M | NO | CABLE,SIGNAL,BRANCH,2PRx16AWG,SCREEN,SWA | M | ZELC | Ordered | 10303614 | 10303614
EM07 | 10303615 | NO | M | NO | CABLE,SOLENOID,2Cx2.5MM2,PE,0.6/1KV,SWA | M | ZELC | Ordered | 10303615 | 10303615
EM07 | 10303616 | NO | M | NO | CABLE,12Px20AWG,FR-PVC,IS/OS,SWA,PVC | M | ZELC | Ordered | 10303616 | 10303616
EM07 | 10303617 | NO | M | NO | CABLE,1PRx18AWG, FF SPUR BRANCH,TYPE-A | M | ZELC | Ordered | 10303617 | 10303617
EM07 | 10303618 | NO | M | NO | CABLE,3PRx16AWG,FF TRUNK,FR-XLPE,IS/OS | M | ZELC | Ordered | 10303618 | 10303618
EM11 | 10303619 | NO | M | NO | MOBILE PHONE,NOKIA 105 | EA | ZELC | Ordered | 10303619 | 10303619
EM22 | 10303620 | NO | M | NO | SS ENCLOSURE, ISG-ICP10510, ISG | EA | ZELC | Ordered | 10303620 | 10303620
EM11 | 10303621 | NO | M | NO | CONDUIT FITTING, TYPE-T, 3/4" FERALOY | EA | ZELC | Ordered | 10303621 | 10303621
MM10 | 10303622 | NO | M | NO | GASKET,FORM 7, 3/4", NEOPRENE RUBBER | EA | ZELC | Ordered | 10303622 | 10303622
EM30 | 10303623 | NO | M | NO | BLANK COVER,FORM 7, 3/4", FERALOY | EA | ZELC | Ordered | 10303623 | 10303623
MM10 | 10303624 | NO | M | NO | GASKET,FORM 7,1-1/2", NEOPRENE RUBBER | EA | ZELC | Ordered | 10303624 | 10303624
EM30 | 10303625 | NO | M | NO | BLANK COVER,FORM 7, 1-1/2", FERALOY | EA | ZELC | Ordered | 10303625 | 10303625
EM16 | 10303626 | NO | M | NO | JOINT PLATE CONNECTOR,FOR CABLE TRAY | EA | ZELC | Ordered | 10303626 | 10303626
EM16 | 10303627 | NO | M | NO | HOLDOWN CLAMP, FOR CABLE TRAY | EA | ZELC | Ordered | 10303627 | 10303627
EM08 | 10303628 | NO | M | NO | MCB,GE,EP102UCC20,20A,2P,10KA,230/440V | EA | ZELC | Ordered | 10303628 | 10303628
EM08 | 10303629 | NO | M | NO | MCB,GE,EP102UCC25,25A,C,2P,10KA,230/440V | EA | ZELC | Ordered | 10303629 | 10303629
EM08 | 10303630 | NO | M | NO | MCB,GE,EP102UCC2,C,2A,2P,10KA,230/440V | EA | ZELC | Ordered | 10303630 | 10303630
EM08 | 10303631 | NO | M | NO | MCB,GE,EP102UCC4,C,4A,2P,10KA,230/440V | EA | ZELC | Ordered | 10303631 | 10303631
EM08 | 10303632 | NO | M | NO | MCB,GE,EP102UCC10,C,10A,2P,10KA,230/440V | EA | ZELC | Ordered | 10303632 | 10303632
EM12 | 10303633 | NO | M | NO | TERMINAL BLOCK,PHOENIX,UT10,3044160 | EA | ZELC | Ordered | 10303633 | 10303633
ITM2 | 10303638 | NO | M | NO | HARD DISK DRIVE FOR DESKTOP | EA | ZELC | Ordered | 10303638 | 10303638
ITM2 | 10303639 | NO | M | NO | HARD DISK DRIVE FOR LAPTOP | EA | ZELC | Ordered | 10303639 | 10303639
EM07 | 10303641 | NO | M | NO | CABLE JOINT KIT FOR 1CX630MM2,6KV,OUTDOO | EA | ZELC | Ordered | 10303641 | 10303641
IM13 | 10303642 | NO | M | NO | INDICATING LAMP,HANCKELL,RPLL22-CAF | EA | ZELC | Ordered | 10303642 | 10303642
IM13 | 10303644 | NO | M | NO | CUBICLE LAMP,NERFA,INCAN E27_230V-100W | EA | ZELC | Ordered | 10303644 | 10303644
EM11 | 10303645 | NO | M | NO | POWER SOCKET,HAGER,XS8113DP,13A,DOUBLE | EA | ZELC | Ordered | 10303645 | 10303645
EM22 | 10303646 | NO | M | NO | HUMIDISTAT,STEGO,01220.0-00,35-95%,230AC | EA | ZELC | Ordered | 10303646 | 10303646
EM22 | 10303647 | NO | M | NO | DOOR SWITCH,GIOVENZANA,FT134Z11 | EA | ZELC | Ordered | 10303647 | 10303647
EM12 | 10303648 | NO | M | NO | TERMINAL BLOCK,BOLT TYPE,GE,EB27B06SC | EA | ZELC | Ordered | 10303648 | 10303648
ITM1 | 10303650 | NO | M | NO | TELEPHONE JACK,LEGRAND,TPTE1-1,WHITE | EA | ZELC | Ordered | 10303650 | 10303650
EM09 | 10303651 | NO | M | NO | MCCB,GE,FDN66TD016ED (430143),2P,16A, | EA | ZELC | Ordered | 10303651 | 10303651
EM09 | 10303652 | NO | M | NO | CHANGE OVER TRIP CONTACT,GE,FDBAM11,1C/O | EA | ZELC | Ordered | 10303652 | 10303652
EM09 | 10303653 | NO | M | NO | AUX CONTACT,GE,FAS10L (430834),1NO | EA | ZELC | Ordered | 10303653 | 10303653
EM09 | 10303655 | NO | M | NO | AUX CONTACT,GE,FAS01R (430831),1NC | EA | ZELC | Ordered | 10303655 | 10303655
IM23 | 10303656 | NO | M | NO | OPEN VALVE,HAWS,SP248,CHROME‐PLATED | EA | ZELC | Ordered | 10303656 | 10303656
EM11 | 10303657 | NO | M | NO | EYEWASH HEAD,HAWS,0002974804, ABS GREEN | EA | ZELC | Ordered | 10303657 | 10303657
EM11 | 10303658 | NO | M | NO | HD RIM FIRE EXIT DEVICE,ED5200A,TH910 | EA | ZELC | Ordered | 10303658 | 10303658
EM11 | 10303659 | NO | M | NO | HD RIM FIRE EXIT DEVICE,ED5200A,TH955 | EA | ZELC | Ordered | 10303659 | 10303659
EM08 | 10303661 | NO | M | NO | DIGITAL INDICATOR, LUMEL, N30U-116500E0 | EA | ZELC | Ordered | 10303661 | 10303661
EM21 | 10303665 | NO | M | NO | WATER MOTOR PUMP, 1", 220V, 0.5 HP | EA | ZELC | Ordered | 10303665 | 10303665
EM19 | 10303666 | NO | M | NO | SIGN BOARD LIGHT,SAUDI LIGHTS,FL44,250W | EA | ZELC | Ordered | 10303666 | 10303666
EM11 | 10303668 | NO | M | NO | PANIC THRESHOLD,HAGER,520SN,1.57m,MILL | EA | ZELC | Ordered | 10303668 | 10303668
EM11 | 10303669 | NO | M | NO | COPPER BAR,25MM X 3MM | M | ZELC | Ordered | 10303669 | 10303669
ITM2 | 10303670 | NO | M | NO | LAPTOP, i7, 8GB RAM, 512GB SSD, 14" HD | EA | ZELC | Ordered | 10303670 | 10303670
EM24 | 10303671 | NO | M | NO | RELAY, ALSTOM, P64392NA6M0040K | EA | ZELC | Ordered | 10303671 | 10303671
EM24 | 10303672 | NO | M | NO | RELAY, ALSTOM, P14291ND6M0460J | EA | ZELC | Ordered | 10303672 | 10303672
EM24 | 10303673 | NO | M | NO | RELAY, ALSTOM, P14391NA6M0460J | EA | ZELC | Ordered | 10303673 | 10303673
EM24 | 10303675 | NO | M | NO | RELAY, ALSTOM, P54691NL7M0760M | EA | ZELC | Ordered | 10303675 | 10303675
IM21 | 10303676 | NO | M | NO | SWITCH,45 AMP DOUBLE POLE ( AC SWITCH) | EA | ZELC | Ordered | 10303676 | 10303676
EM30 | 10303677 | NO | M | NO | GLOBE LIGHTS COVER (ROUND PLASTIC). | EA | ZELC | Ordered | 10303677 | 10303677
EM30 | 10303678 | NO | M | NO | GLOBE LIGHTS HOLDER | EA | ZELC | Ordered | 10303678 | 10303678
EM11 | 10303680 | NO | M | NO | TRANSFORMER,1250KVA,13.8KV/480V,3P,60Hz | EA | ZELC | Ordered | 10303680 | 10303680
EM11 | 10303681 | NO | M | NO | LOAD BREAK SWITCH,13.8KV,1200A,31.5KA | EA | ZELC | Ordered | 10303681 | 10303681
EM24 | 10303682 | NO | M | NO | RELAY, SIEMENS, 7PG1751-1CC10-4AA0 | EA | ZELC | Ordered | 10303682 | 10303682
EM24 | 10303683 | NO | M | NO | RELAY, SIEMENS, 7PG1753-1CC10-4BE0 | EA | ZELC | Ordered | 10303683 | 10303683
EM24 | 10303684 | NO | M | NO | RELAY, SIEMENS, 7PG1753-1CC10-5BF0 | EA | ZELC | Ordered | 10303684 | 10303684
EM24 | 10303685 | NO | M | NO | RELAY, SIEMENS, 7PG1741-1CC10-4AA0 | EA | ZELC | Ordered | 10303685 | 10303685
EM24 | 10303686 | NO | M | NO | RELAY, SIEMENS, 7PG1741-1CC10-5AA0 | EA | ZELC | Ordered | 10303686 | 10303686
EM24 | 10303687 | NO | M | NO | RELAY, SIEMENS, 7PG1121-1EC30-0CF0 | EA | ZELC | Ordered | 10303687 | 10303687
EM24 | 10303688 | NO | M | NO | RELAY, SIEMENS, 7PG1121-1EC30-0CG0 | EA | ZELC | Ordered | 10303688 | 10303688
EM24 | 10303689 | NO | M | NO | COMM INTERFACE, SIEMENS, 7VX5662-0AA00 | EA | ZELC | Ordered | 10303689 | 10303689
EM24 | 10303690 | NO | M | NO | RELAY, SIEMENS,P1C258245 | EA | ZELC | Ordered | NO | NO
EM24 | 10303691 | NO | M | NO | RELAY , EMAX, AVR,7792317, 240V DC, 1 NO | EA | ZELC | Ordered | 10303691 | 10303691
EM12 | 10303693 | NO | M | NO | END COVER,PHOENIX,D-UT 2,5/10,3047028 | EA | ZELC | Ordered | 10303693 | 10303693
EM12 | 10303694 | NO | M | NO | PLUG IN BRIDGE,PHOENIX,FBS 5-10,3005948 | EA | ZELC | Ordered | 10303694 | 10303694
EM12 | 10303695 | NO | M | NO | TERMINAL BLOCK,PHOENIX,OTTA 25,0790491 | EA | ZELC | Ordered | 10303695 | 10303695
EM12 | 10303696 | NO | M | NO | END COVER,PHOENIX,D-OTTA 25, 0790514 | EA | ZELC | Ordered | 10303696 | 10303696
EM22 | 10303697 | NO | M | NO | THERMOSTAT,STEGO,01146.9-00 | EA | ZELC | Ordered | 10303697 | 10303697
EM09 | 10303698 | NO | M | NO | AUXILIARY CONTACT,GE,672567 | EA | ZELC | Ordered | 10303698 | 10303698
EM22 | 10303699 | NO | M | NO | ROTARY SWITCHES,GIOVENZANA,PSLB8D0 | EA | ZELC | Ordered | 10303699 | 10303699
EM24 | 10303701 | NO | M | NO | RELAY,SIEMENS, 7SD52215DB999HK0L0SM0GN7A | EA | ZELC | Ordered | 10303701 | 10303701
EM24 | 10303702 | NO | M | NO | COMM INTERFACE, SIEMENS, 7XV5662-0AD00 | EA | ZELC | Ordered | 10303702 | 10303702
EM24 | 10303703 | NO | M | NO | RELAY, SIEMENS, 7RW8020-5EB90-1DA0+L0S | EA | ZELC | Ordered | 10303703 | 10303703
EM24 | 10303704 | NO | M | NO | RELAY,GE, L90E00HCHF8LH6PL6CN6PSXXU7JWRH | EA | ZELC | Ordered | 10303704 | 10303704
EM09 | 10303705 | NO | M | NO | RCBO,GE-AEG,DC90SCC,2P,20A,10kA | EA | ZELC | Ordered | 10303705 | 10303705
EM21 | 10303706 | NO | M | NO | BOOSTER PUMP,PAD26010,DEMINERALIZED WATE | EA | ZELC | Ordered | 10303706 | 10303706
EM24 | 10303707 | NO | M | NO | RELAY, ALSTOM, P64592NA6M0040K | EA | ZELC | Ordered | 10303707 | 10303707
EM24 | 10303708 | NO | M | NO | RELAY, ALSTOM, MVAX11R1DB1006A | EA | ZELC | Ordered | 10303708 | 10303708
EM11 | 10303709 | NO | M | NO | DIGSI 4 PRO-COPY,SIEMENS,7XS5409-0AA00 | EA | ZELC | Ordered | 10303709 | 10303709
EM11 | 10303710 | NO | M | NO | DIGSI 4 PRO,SIEMENS,7XS5402-0AA00 | EA | ZELC | Ordered | 10303710 | 10303710
EM30 | 10303711 | NO | M | NO | SIGNBOARD, SS, 60 X 70 CM | EA | ZELC | Ordered | 10303711 | 10303711
EM30 | 10303712 | NO | M | NO | SIGNBOARD, SS, 60 X 75 CM | EA | ZELC | Ordered | 10303712 | 10303712
EM30 | 10303713 | NO | M | NO | SIGNBOARD, SS, 70 X 110 CM | EA | ZELC | Ordered | 10303713 | 10303713
EM30 | 10303714 | NO | M | NO | SIGNBOARD, SS, 30 X 30 CM | EA | ZELC | Ordered | 10303714 | 10303714
EM30 | 10303715 | NO | M | NO | SIGNBOARD, ACRYLIC, 30 X 30 CM | EA | ZELC | Ordered | 10303715 | 10303715
EM30 | 10303716 | NO | M | NO | SIGNBOARD, ACRYLIC, 20 X 20 CM | EA | ZELC | Ordered | 10303716 | 10303716
EM30 | 10303717 | NO | M | NO | SIGNBOARD, SS, 30 X 20 CM | EA | ZELC | Ordered | 10303717 | 10303717
ITM2 | 10303740 | NO | M | NO | BATTERY, LAPTOP, HP, 628666-001 | EA | ZELC | Ordered | 10303740 | 10303740
EM30 | 10303742 | NO | M | NO | SIGNBOARD, ALUMINIUM, 51 X 71 CM | EA | ZELC | Ordered | 10303742 | 10303742
EM30 | 10303743 | NO | M | NO | SIGNBOARD, ALUMINIUM, 51 X 51 CM | EA | ZELC | Ordered | 10303743 | 10303743
EM30 | 10303744 | NO | M | NO | SIGNBOARD, ALUMINIUM, 200 X 300 CM | EA | ZELC | Ordered | 10303744 | 10303744
EM09 | 10303745 | NO | M | NO | MCB,DC,AGE,E92SUCC02,553322,C,2P,2A,10KA | EA | ZELC | Ordered | 10303745 | 10303745
EM09 | 10303746 | NO | M | NO | MCB,DC,AEG,E92SUCC06,553325,C,2P,6A,10kA | EA | ZELC | Ordered | 10303746 | 10303746
EM09 | 10303747 | NO | M | NO | RCBO,AEG,HDC90SC06/030,608265,C,2P,6A | EA | ZELC | Ordered | 10303747 | 10303747
EM09 | 10303748 | NO | M | NO | RCBO,AEG,HDC90SC20/030,606443,C,2P,20A | EA | ZELC | Ordered | 10303748 | 10303748
EM09 | 10303749 | NO | M | NO | MCB,AC,AEG,E92SC04,553067,C,2P,4A,10kA | EA | ZELC | Ordered | 10303749 | 10303749
EM09 | 10303750 | NO | M | NO | MCB,AC,E92S C01,553064,C,2P,1A,10kA | EA | ZELC | Ordered | 10303750 | 10303750
EM07 | 10303756 | NO | M | NO | INST.CABLE,2C X 14AWG,PE INSULA,0.6/1KV, | M | ZELC | Ordered | 10303756 | 10303756
EM15 | 10303758 | NO | M | NO | CONDUIT, PVC, 1", S40, 3M LONG. | EA | ZELC | Ordered | 10303758 | 10303758
EM15 | 10303759 | NO | M | NO | CONDUIT, RGS, 1-1/2", S40, 3M LONG | EA | ZELC | Ordered | 10303759 | 10303759
EM30 | 10303760 | NO | M | NO | ELBOW, RGS,1-1/2" 90 DEG. S40, | EA | ZELC | Ordered | 10303760 | 10303760
EM30 | 10303761 | NO | M | NO | FERALOY TEE, RGS, 1-1/2" W/RUBBER GASKET | EA | ZELC | Ordered | 10303761 | 10303761
EM15 | 10303762 | NO | M | NO | CONDUIT, RGS, 3/4", S40, 3M LONG | EA | ZELC | Ordered | 10303762 | 10303762
EM30 | 10303763 | NO | M | NO | FERALOY TEE, RGS, 3/4" W/RUBBER GASKET | EA | ZELC | Ordered | 10303763 | 10303763
EM30 | 10303764 | NO | M | NO | SIGNBOARD, SS, 12 X 30 CM | EA | ZELC | Ordered | 10303764 | 10303764
EM15 | 10303765 | NO | M | NO | BUSHING,RGS,3/4",W/ LOCK NUT,UL LISTED | EA | ZELC | Ordered | 10303765 | 10303765
IM24 | 10303766 | NO | M | NO | SIS WIRE,8AWG,0.6/1KV,YELLOW,UL LIST | RL | ZELC | Ordered | NO | NO
EM12 | 10303768 | NO | M | NO | PARTITION,RED,DU06R,DFU/6/ROSSO | EA | ZELC | Ordered | 10303768 | 10303768
EM12 | 10303769 | NO | M | NO | CROSS-CONNECTION LINK, SB204,SCB/6/PO/4 | EA | ZELC | Ordered | 10303769 | 10303769
EM12 | 10303770 | NO | M | NO | COLUMNS,SCREWS/PARALLEL,SB205,SCB/6/CPM | EA | ZELC | Ordered | 10303770 | 10303770
EM12 | 10303771 | NO | M | NO | COLUMNS,SCREWS/PARALLEL,RED,SB205R | EA | ZELC | Ordered | 10303771 | 10303771
EM12 | 10303772 | NO | M | NO | END BRACKET,BTU,BT005 | EA | ZELC | Ordered | 10303772 | 10303772
EM12 | 10303773 | NO | M | NO | TERMINAL BLOCK,FEED-THR,CBC.4/GR,CBC04GR | EA | ZELC | Ordered | 10303773 | 10303773
EM12 | 10303774 | NO | M | NO | END SECTION,CBC.2-10/PT/GR,CB061GR | EA | ZELC | Ordered | 10303774 | 10303774
EM12 | 10303775 | NO | M | NO | CROSS CONN.,2P,RED,PTP0402R,PTP/4/02/R | EA | ZELC | Ordered | 10303775 | 10303775
EM12 | 10303776 | NO | M | NO | CROSS CONN,3P,RED,PTP0403R,PTP/4/03/R | EA | ZELC | Ordered | 10303776 | 10303776
EM12 | 10303777 | NO | M | NO | CROSS CONN,5P,RED, PTP0405R,PTP/4/05/R | EA | ZELC | Ordered | 10303777 | 10303777
EM12 | 10303778 | NO | M | NO | CROSS CONN,10P,RED,PTP0410R,PTP/4/10/R | EA | ZELC | Ordered | 10303778 | 10303778
EM12 | 10303779 | NO | M | NO | BLANK TAG,P6.1(X80) NU0861,CNU/8/61 | EA | ZELC | Ordered | 10303779 | 10303779
EM12 | 10303780 | NO | M | NO | TERMINAL BLOCK,DISCONN.,CBS04GR,CBS.4/GR | EA | ZELC | Ordered | 10303780 | 10303780
IM24 | 10303782 | NO | M | NO | SIS WIRE,14AWG,0.6/1KV,GRAY,UL LIST | RL | ZELC | Ordered | NO | NO
IM24 | 10303783 | NO | M | NO | SIS WIRE,14AWG,0.6/1KV,BLACK,UL LIST | RL | ZELC | Ordered | NO | NO
IM24 | 10303784 | NO | M | NO | SIS WIRE,14AWG,0.6/1KV,G/Y,UL LIST | RL | ZELC | Ordered | NO | NO
EM30 | 10303785 | NO | M | NO | ALUMINUM STAIR NOSING,6MM THK x6M LONG | EA | ZELC | Ordered | NO | NO
EM30 | 10303786 | NO | M | NO | ALUMINUM FLASHING,1 MM THKx2.44 LONG | EA | ZELC | Ordered | NO | NO
EM30 | 10303787 | NO | M | NO | CHEMLASTIC,1-600ML SINGLE, GREY | EA | ZELC | Ordered | NO | NO
EM30 | 10303788 | NO | M | NO | CABLE GLAND,BRASS,N/P CMP20,1/2", E1FW, | EA | ZELC | Ordered | 10303788 | 10303788
EM23 | 10303789 | NO | M | NO | POWER SUPPLY UNIT, 24V DC /40A,2866789 | EA | ZELC | Ordered | 10303789 | 10303789
EM22 | 10303790 | NO | M | NO | JUNCTION BOX, 12 WAYS FIELDBUS, NEMA 4X | EA | ZELC | Ordered | 10303790 | 10303790
EM11 | 10303795 | NO | M | NO | SLEEVE CONNECTOR,630MM | EA | ZELC | Ordered | 10303795 | 10303795
EM07 | 10303798 | NO | M | NO | SLEEVE,50MM DIA,Y,FOR 630SQMM CABLE | M | ZELC | Ordered | 10303798 | 10303798
EM11 | 10303809 | NO | M | NO | INDUSTRIAL PC,ADVANTECH, 4U, ACP-4320 | EA | ZELC | Ordered | 10303809 | 10303809
EM11 | 10303810 | NO | M | NO | RACK MOUNT KVM, 96KVM-R17V8C-UK, 1U,17" | EA | ZELC | Ordered | 10303810 | 10303810
EM24 | 10303811 | NO | M | NO | RELAY, ALSTOM, P14372FM2M0520J | EA | ZELC | Ordered | 10303811 | 10303811
EM19 | 10303813 | NO | M | NO | LIGHT,EMERG,CH00000T00N2LPS12222 N2LPS | EA | ZELC | Ordered | 10303813 | 10303813
EM24 | 10303814 | NO | M | NO | RELAY, SIEMENS, 7PG1524-1FF60-1AF0 | EA | ZELC | Ordered | 10303814 | 10303814
EM24 | 10303815 | NO | M | NO | RELAY, ABB,691B460A16,TYPE: AR | EA | ZELC | Ordered | 10303815 | 10303815
EM24 | 10303816 | NO | M | NO | RELAY, ABB,691B460A17,TYPE: AR | EA | ZELC | Ordered | 10303816 | 10303816
EM30 | 10303817 | NO | M | NO | SIGNBOARD, ACRYLIC, 80 X 30 CM | EA | ZELC | Ordered | 10303817 | 10303817
EM30 | 10303818 | NO | M | NO | SIGNBOARD, SS, 40 X 30 CM | EA | ZELC | Ordered | 10303818 | 10303818
EM24 | 10303819 | NO | M | NO | RELAY, SIEMENS,P1C283418,7SL87 | EA | ZELC | Ordered | NO | NO
EM24 | 10303820 | NO | M | NO | TEST SWITCH, ABB, FT-19, FR2H083083083 | EA | ZELC | Ordered | 10303820 | 10303820
EM24 | 10303821 | NO | M | NO | TEST SWITCH, ABB, FT-19, FR2H070070070 | EA | ZELC | Ordered | 10303821 | 10303821
EM24 | 10303822 | NO | M | NO | TEST SWITCH, ABB, FT-19, FR2H127127127 | EA | ZELC | Ordered | 10303822 | 10303822
EM24 | 10303823 | NO | M | NO | TEST SWITCH, ABB, FT-19, FR2H001001001 | EA | ZELC | Ordered | 10303823 | 10303823
EM24 | 10303824 | NO | M | NO | TEST SWITCH, ABB, FT-19, FR2H070127001 | EA | ZELC | Ordered | 10303824 | 10303824
EM24 | 10303825 | NO | M | NO | TEST SWITCH, ABB, FT-19, FR2H262262262 | EA | ZELC | Ordered | 10303825 | 10303825
EM24 | 10303826 | NO | M | NO | FT SWITCH, ABB,02C9834G03 ,4POS | EA | ZELC | Ordered | 10303826 | 10303826
EM24 | 10303827 | NO | M | NO | FT SWITCH,ABB,1270547, 2 Pos | EA | ZELC | Ordered | 10303827 | 10303827
EM24 | 10303828 | NO | M | NO | ANNUNCIATOR, ABB,RS 811 644-AA,SACO64D4 | EA | ZELC | Ordered | 10303828 | 10303828
EM24 | 10303829 | NO | M | NO | CTRL DATA COMMUNICATOR, ABB,RS821483-AA | EA | ZELC | Ordered | 10303829 | 10303829
EM24 | 10303830 | NO | M | NO | FAULT RECORDER,AMETEK,TR-2232,32 AI,64DI | EA | ZELC | Ordered | 10303830 | 10303830
EM24 | 10303831 | NO | M | NO | RELAY ,EMAX,AVR,7792311,240V DC,2 NO | EA | ZELC | Ordered | 10303831 | 10303831
IM03 | 10303832 | NO | M | NO | THHN/THWN WIRE,600V,8AWG,YELLOW,UL,500FT | RL | ZELC | Ordered | 10303832 | 10303832
IM03 | 10303833 | NO | M | NO | THHN/THWN WIRE,600V,14AWG,RED,UL,500FT | RL | ZELC | Ordered | 10303833 | 10303833
IM03 | 10303834 | NO | M | NO | THHN/THWN WIRE,600V,14AWG,GRAY,UL,500FT | RL | ZELC | Ordered | 10303834 | 10303834
IM03 | 10303835 | NO | M | NO | THHN/THWN WIRE,600V,14AWG,BLACK,UL,500FT | RL | ZELC | Ordered | 10303835 | 10303835
IM03 | 10303836 | NO | M | NO | THHN/THWN WIRE,600V,14AWG,Y/G,UL,500FT | RL | ZELC | Ordered | 10303836 | 10303836
EM24 | 10303839 | NO | M | NO | ANNUNCIATOR,40 WAY, ESS, 59B4011PD000 | EA | ZELC | Ordered | 10303839 | 10303839
EM24 | 10303841 | NO | M | NO | RELAY, FINDER,55.34.9.024.0040,W/O BASE | EA | ZELC | Ordered | 10303841 | 10303841
EM24 | 10303842 | NO | M | NO | SOCKET, FINDER,94.74,FOR 55.34 RELAY | EA | ZELC | Ordered | 10303842 | 10303842
EM24 | 10303843 | NO | M | NO | RELAY, FINDER, 56.34.9.024.0040,W/O BASE | EA | ZELC | Ordered | 10303843 | 10303843
EM24 | 10303844 | NO | M | NO | SOCKET,FINDER,96.74,FOR 56.34 RELAY | EA | ZELC | Ordered | 10303844 | 10303844
IM13 | 10303845 | NO | M | NO | PUSH BUTTON, GIOVENZANA, PPRN2/START | EA | ZELC | Ordered | 10303845 | 10303845
IM13 | 10303846 | NO | M | NO | PUSH BUTTON, GIOVENZANA, PPRN1/STOP | EA | ZELC | Ordered | 10303846 | 10303846
IM13 | 10303847 | NO | M | NO | PUSH BUTTON, GIOVENZANA, PPRN2/I | EA | ZELC | Ordered | 10303847 | 10303847
IM13 | 10303848 | NO | M | NO | PUSH BUTTON, GIOVENZANA, PPRN1/O | EA | ZELC | Ordered | 10303848 | 10303848
IM13 | 10303849 | NO | M | NO | SMART ENERGY METER,ISKRA,MT880-T1 | EA | ZELC | Ordered | 10303849 | 10303849
IM13 | 10303850 | NO | M | NO | INDICATION LAMP,HANCKELL,RPLH22-02-06-02 | EA | ZELC | Ordered | 10303850 | 10303850
IM13 | 10303851 | NO | M | NO | INDICATION LAMP,HANCKELL,RPLH22-02-04-02 | EA | ZELC | Ordered | 10303851 | 10303851
IM13 | 10303852 | NO | M | NO | INDICATION LAMP,HANCKELL,RPLH22-02-01-02 | EA | ZELC | Ordered | 10303852 | 10303852
IM13 | 10303853 | NO | M | NO | INDICATION LAMP,HANCKELL,RPLH22-02-02-02 | EA | ZELC | Ordered | 10303853 | 10303853
EM09 | 10303854 | NO | M | NO | RCBO,2P,20A,10kA,240VAC | EA | ZELC | Ordered | 10303854 | 10303854
EM09 | 10303855 | NO | M | NO | MCB,1P,6A,240Vac,10kA | EA | ZELC | Ordered | 10303855 | 10303855
EM09 | 10303856 | NO | M | NO | MCB,1P,4A,240Vac,10kA | EA | ZELC | Ordered | 10303856 | 10303856
EM09 | 10303857 | NO | M | NO | MCB,1P,2A,240Vac,10kA | EA | ZELC | Ordered | 10303857 | 10303857
EM09 | 10303858 | NO | M | NO | MCB,2P,20A,10kA,UPTO 250VDc | EA | ZELC | Ordered | 10303858 | 10303858
EM09 | 10303859 | NO | M | NO | MCB,2P,10A,10kA,UPTO 250VDc | EA | ZELC | Ordered | 10303859 | 10303859
EM09 | 10303860 | NO | M | NO | MCB,2P,6A,10kA,UPTO 250VDc | EA | ZELC | Ordered | 10303860 | 10303860
EM09 | 10303861 | NO | M | NO | MCB,1P,2A,10kA,UPTO 250VDc | EA | ZELC | Ordered | 10303861 | 10303861
EM09 | 10303862 | NO | M | NO | AUX CONTACT,GE-AEG,SRH/HH, 567819 | EA | ZELC | Ordered | 10303862 | 10303862
EM22 | 10303863 | NO | M | NO | SELECTOR SWITCH,R101AE30607808-L001+48- | EA | ZELC | Ordered | 10303863 | 10303863
EM07 | 10303864 | NO | M | NO | CABLE, 4P x 16AWG,300 V PLTC, CL.B, SWA | M | ZELC | Ordered | 10303864 | 10303864
IM03 | 10303871 | NO | M | NO | EARTHING WIRE,1CX185mm2,(Y/G),6/1KV,FRLS | M | ZELC | Ordered | 10303871 | 10303871
EM08 | 10303872 | NO | M | NO | GPS CLOCK,SEL2407,WITH COAXIAL SELC962 | EA | ZELC | Ordered | 10303872 | 10303872
EM08 | 10303873 | NO | M | NO | SOFTWARE,DIGSI 5 PREMIUM,SIEMENS | EA | ZELC | Ordered | NO | NO
EM24 | 10303882 | NO | M | NO | ATTENUATOR, SIEMENS, 7XV5107-0AA00 | EA | ZELC | Ordered | NO | NO
EM30 | 10303883 | NO | M | NO | SPIRAL WRAPPING BAND, KSS, KS-10 | PAC | ZELC | Ordered | 10303883 | 10303883
EM22 | 10303884 | NO | M | NO | SWITCH,SELECTOR,,2 POS, 5 CON,PADLOCK | EA | ZELC | Ordered | 10303884 | 10303884
EM22 | 10303885 | NO | M | NO | SWITCH,SELECTOR,,3 POS, 5 CON,PADLOCK | EA | ZELC | Ordered | 10303885 | 10303885
EM24 | 10303887 | NO | M | NO | PARAMETERISATION CABLE,EES, 59ZUSB20A-B | EA | ZELC | Ordered | 10303887 | 10303887
EM30 | 10303888 | NO | M | NO | CABLE TIE TY, 155MM, BLACK, UL | PAC | ZELC | Ordered | 10303888 | 10303888
EM30 | 10303889 | NO | M | NO | CABLE TIE TY, 305MM, BLACK, UL | PAC | ZELC | Ordered | 10303889 | 10303889
EM11 | 10303890 | NO | M | NO | PLATE,CABUR,PLT15,FOR SMART PRINTER | EA | ZELC | Ordered | 10303890 | 10303890
EM08 | 10303891 | NO | M | NO | WESTERM KI1,GE,D20-KI-1-1-U-U | EA | ZELC | Ordered | 10303891 | 10303891
EM08 | 10303892 | NO | M | NO | RTU,GE,D25-636A-E3UU-UUUU-UUUB-UA | EA | ZELC | Ordered | 10303892 | 10303892
EM08 | 10303893 | NO | M | NO | ENERGY METER, DIGITAL,CT-VT,1.5 (6A) | EA | ZELC | Ordered | 10303893 | 10303893
IM13 | 10303894 | NO | M | NO | INDICATING LAMP, PLML2L24, GREEN, 24VDC | EA | ZELC | Ordered | 10303894 | 10303894
EM24 | 10303895 | NO | M | NO | RELAY,PROTECTION,GE,489-P5-HI-A20-T | EA | ZELC | Ordered | 10303895 | 10303895
EM22 | 10303899 | NO | M | NO | PVC DUCT,40 x 40mm,UL LISTED | EA | ZELC | Ordered | 10303899 | 10303899
EM11 | 10303900 | NO | M | NO | COMMUNICATION CABLE,USB TO INFRARED | EA | ZELC | Ordered | 10303900 | 10303900
EM24 | 10303901 | NO | M | NO | RELAY,SIEMENS, 7SD52216DB999HK0L0SM0GN7A | EA | ZELC | Ordered | 10303901 | 10303901
IM24 | 10303904 | NO | M | NO | THHN/THWN WIRE,600V,14AWG,WHITE,UL,500FT | RL | ZELC | Ordered | 10303904 | 10303904
EM07 | 10303906 | NO | M | NO | WIRE, FLEX, 1C X 4MM2, 600/1000V, RED | RL | ZELC | Ordered | 10303906 | 10303906
EM07 | 10303907 | NO | M | NO | WIRE, FLEX, 1C X 4MM2, 600/1000V, BLUE | RL | ZELC | Ordered | 10303907 | 10303907
EM07 | 10303908 | NO | M | NO | WIRE, FLEX, 1C X 4MM2, 600/1000V, BLACK | RL | ZELC | Ordered | 10303908 | 10303908
EM34 | 10303909 | NO | M | NO | PROGRAMMABLE TRANSDUCER,CEWE,DPT100-202 | EA | ZELC | Ordered | 10303909 | 10303909
EM07 | 10303910 | NO | M | NO | CABLE,INST.24P x 16 AWG,FR-PVC/IS/OS/SWA | M | ZELC | Ordered | 10303910 | 10303910
EM11 | 10303912 | NO | M | NO | LUG, 10 MM2 x 1HOLE,600v to 35 kV. HYLUG | EA | ZELC | Ordered | 10303912 | 10303912
EM11 | 10303913 | NO | M | NO | LUG, 35MM2 x 1HOLE,600v to 35 kV. HYLUG | EA | ZELC | Ordered | 10303913 | 10303913
EM11 | 10303914 | NO | M | NO | LUG, 6MM2 x 1HOLE,600v to 35 kV,HYLUG | EA | ZELC | Ordered | 10303914 | 10303914
EM11 | 10303915 | NO | M | NO | LUG, 6MM2 x 1HOLE,LONG BARREL,600v -35KV | EA | ZELC | Ordered | 10303915 | 10303915
EM11 | 10303916 | NO | M | NO | LUG, 25MM2 x 1HOLE,600v to 35 kV,HYLUG | EA | ZELC | Ordered | 10303916 | 10303916
EM11 | 10303917 | NO | M | NO | LUG, 25MM2 x 1HOLE,LONG BARREL,600v-35KV | EA | ZELC | Ordered | 10303917 | 10303917
EM07 | 10303918 | NO | M | NO | CABLE,CONTROL,7Cx 2.5 mm2,CU/XLPE/SWA/PV | M | ZELC | Ordered | 10303918 | 10303918
EM07 | 10303919 | NO | M | NO | CABLE,POWER,2C x 4 mm2 + 4 mm2 GROUND, | M | ZELC | Ordered | 10303919 | 10303919
EM07 | 10303920 | NO | M | NO | CABLE,POWER,2Cx 35 mm2 + 10 mm2 GROUND, | M | ZELC | Ordered | 10303920 | 10303920
EM07 | 10303921 | NO | M | NO | CABLE,POWER,2Cx 25 mm2 + 10 mm2 GROUND, | M | ZELC | Ordered | 10303921 | 10303921
EM07 | 10303922 | NO | M | NO | CABLE,POWER, 3C x 6 mm2 + 6 mm2 GROUND | M | ZELC | Ordered | 10303922 | 10303922
EM07 | 10303923 | NO | M | NO | CABLE,POWER, 3C x 25 mm2 + 10mm2 GROUND | M | ZELC | Ordered | 10303923 | 10303923
EM30 | 10303924 | NO | M | NO | SPLICING KIT,25mm2 x 6mm2 CABLE,LV MOTOR | EA | ZELC | Ordered | 10303924 | 10303924
EM19 | 10303927 | NO | M | NO | CHAMP HID LUMINAIRES, FMVSY250MT76 | EA | ZELC | Ordered | 10303927 | 10303927
EM19 | 10303928 | NO | M | NO | CHAMP HID LIGHTING FIXTURE, VMVS2C070GP | EA | ZELC | Ordered | 10303928 | 10303928
EM16 | 10303929 | NO | M | NO | END PLATE, 300mm W, P/N. 67-12BE-HSS316 | EA | ZELC | Ordered | 10303929 | 10303929
EM16 | 10303930 | NO | M | NO | JOINT PLATE CONN. P/N. 67-02RC-HSS316 | EA | ZELC | Ordered | 10303930 | 10303930
EM16 | 10303931 | NO | M | NO | HOLD DOWN CLAMP,VERT.TYPE,P/N. 67-VHDC | EA | ZELC | Ordered | 10303931 | 10303931
EM16 | 10303932 | NO | M | NO | HOLD DOWN CLAMP,HORZ TYPE, P/N.9131L | EA | ZELC | Ordered | 10303932 | 10303932
EM16 | 10303933 | NO | M | NO | CABLE TRAY, STR SEC.Width 300mm X 6 MTR, | EA | ZELC | Ordered | 10303933 | 10303933
EM16 | 10303934 | NO | M | NO | CABLE TRAY,ELBOW, 90 deg,W300 mm x 900mm | EA | ZELC | Ordered | 10303934 | 10303934
EM16 | 10303935 | NO | M | NO | ELBOW 90 Deg, W 300mm x 900mm RAD.VERTIC | EA | ZELC | Ordered | 10303935 | 10303935
EM16 | 10303936 | NO | M | NO | ELBOW,45 Deg, W 300 mm x 900mm RADIUS | EA | ZELC | Ordered | 10303936 | 10303936
EM16 | 10303937 | NO | M | NO | COVER,STR SECTION, Width 300 mm x 3 MTRS | EA | ZELC | Ordered | 10303937 | 10303937
EM16 | 10303938 | NO | M | NO | COVER, VERT.ELBOW 90 DEG. W300MMx900MM | EA | ZELC | Ordered | 10303938 | 10303938
EM16 | 10303939 | NO | M | NO | COVER, VERT.ELBOW 90 DEG. W300MMx900,INN | EA | ZELC | Ordered | 10303939 | 10303939
EM16 | 10303940 | NO | M | NO | COVER, VERT.ELBOW 45 DEG. W300MMx900,INN | EA | ZELC | Ordered | 10303940 | 10303940
EM16 | 10303941 | NO | M | NO | 300 MMW TRAY, P/N.467-12DC-HSS316, | EA | ZELC | Ordered | 10303941 | 10303941
EM24 | 10303943 | NO | M | NO | METER,SEL-735,0735BX00944CXXXXXX16101XX | EA | ZELC | Ordered | 10303943 | 10303943
EM34 | 10303944 | NO | M | NO | TRANSDUCER,CURRENT,TILLQUIST,I480RT-2533 | EA | ZELC | Ordered | 10303944 | 10303944
EM34 | 10303945 | NO | M | NO | TRANSDUCER,VOLTAGE,TILLQUIST,U420RT-153 | EA | ZELC | Ordered | 10303945 | 10303945
EM22 | 10303947 | NO | M | NO | LOCAL CONTROL STATION: EX II 2G EX DE II | EA | ZELC | Ordered | NO | NO
EM09 | 10303948 | NO | M | NO | PANEL BOARD,MCCB,400AT/400AF,3P | EA | ZELC | Ordered | 10303948 | 10303948
EM24 | 10303949 | NO | M | NO | RELAY, GE, P14DL16C9D0620A | EA | ZELC | Ordered | 10303949 | 10303949
EM11 | 10303956 | NO | M | NO | HEATER, HVR PENTAGON, ACH100, 100W, 230V | EA | ZELC | Ordered | 10303956 | 10303956
EM11 | 10303962 | NO | M | NO | DPDT HERMETICALLY SEALED,750XBXH-24D | EA | ZELC | Ordered | 10303962 | 10303962
EM24 | 10303963 | NO | M | NO | DPDT 8 PIN OCTAL TIMER RELAY, RTE-P1AD24 | EA | ZELC | Ordered | 10303963 | 10303963
EM11 | 10303964 | NO | M | NO | LIGHTING POLE, L8 MTR,BASE PLATE 550x550 | EA | ZELC | Ordered | 10303964 | 10303964
EM11 | 10303967 | NO | M | NO | SOLNOID VALVE 2", 24 VOLTS, PVC | EA | ZELC | Ordered | 10303967 | 10303967
EM16 | 10303969 | NO | M | NO | PERFO.CABLE TRAY 50MMx50MMx2MM THK, | EA | ZELC | Ordered | 10303969 | 10303969
EM16 | 10303970 | NO | M | NO | JOINT PLATE 50MM X 50MM, ANGLE TYPE | EA | ZELC | Ordered | 10303970 | 10303970
IM03 | 10303971 | NO | M | NO | INST.CABLE 1Px16AWG,OS/300V,PLTC,DEKORON | M | ZELC | Ordered | 10303971 | 10303971
EM11 | 10303972 | NO | M | NO | ANNUNCIATOR, SACO 16D1, RS 811 016-AA | EA | ZELC | Ordered | 10303972 | 10303972
EM08 | 10303973 | NO | M | NO | D20C COMBINA. MODULE,D20C-223F-F41U-UA | EA | ZELC | Ordered | 10303973 | 10303973
EM11 | 10303974 | NO | M | NO | DIGITAL AC AMMETER, ENTES, EPM-34-96 | EA | ZELC | Ordered | 10303974 | 10303974
EM24 | 10303975 | NO | M | NO | TRIPRELAY, ELECTROSWITCH, LOR/SR 7868FF | EA | ZELC | Ordered | 10303975 | 10303975
EM12 | 10303976 | NO | M | NO | MARKER FOR T/BLOCKS - UCT-TM 6, 828736 | EA | ZELC | Ordered | 10303976 | 10303976
EM12 | 10303977 | NO | M | NO | MARKER FOR T/BLOCKS - UCT-TM 5, 828734 | EA | ZELC | Ordered | 10303977 | 10303977
EM12 | 10303978 | NO | M | NO | MARKER FOR T/BLOCKS - UCT-TM 10, 829142 | EA | ZELC | Ordered | 10303978 | 10303978
EM30 | 10303979 | NO | M | NO | TRANSFORMER OIL | L | ZELC | Ordered | 10303979 | 10303979
EM30 | 10303980 | NO | M | NO | SILICAGEL FOR TRANSFORMER | KG | ZELC | Ordered | 10303980 | 10303980
EM07 | 10303981 | NO | M | NO | LSF CONTROL CABLE,16Cx2.5 Sq.mm,0.6/1KV | M | ZELC | Ordered | 10303981 | 10303981
EM07 | 10303982 | NO | M | NO | LSF CONTROL CABLE,16Cx1.5 Sq.mm,0.6/1 KV | M | ZELC | Ordered | 10303982 | 10303982
EM07 | 10303983 | NO | M | NO | THERMOCOUPLE WIRE, K-TYPE – 100MTR/ROLL | RL | ZELC | Ordered | 10303983 | 10303983
EM30 | 10303984 | NO | M | NO | HIGH TEMPERATURE PUTTY | EA | ZELC | Ordered | 10303984 | 10303984
EM30 | 10303985 | NO | M | NO | INSULATION CERA BLANKET,25MMx610x7300–98 | EA | ZELC | Ordered | 10303985 | 10303985
EM30 | 10303986 | NO | M | NO | K-TYPE PLUG MALE | EA | ZELC | Ordered | 10303986 | 10303986
EM08 | 10303987 | NO | M | NO | INDUSTRIAL PC, ADVANTECH, HPC-7242 | EA | ZELC | Ordered | 10303987 | 10303987
EM08 | 10303988 | NO | M | NO | RACK MOUNT KVM,ADVANTECH,96KVM-R17V1C-UK | EA | ZELC | Ordered | 10303988 | 10303988
EM19 | 10303989 | NO | M | NO | LED SPOT LIGHT,NLC L38,25W,100-240V | EA | ZELC | Ordered | 10303989 | 10303989
EM11 | 10303990 | NO | M | NO | CONVERTER,FIBER SYSTEM,21-216 for RED670 | EA | ZELC | Ordered | 10303990 | 10303990
EM07 | 10303991 | NO | M | NO | CABLE,19C X 2.5 Sqmm, Cu/XLPE/SWA/PVC-FR | M | ZELC | Ordered | 10303991 | 10303991
EM22 | 10303992 | NO | M | NO | ENCLOSURE 8” W X 12” H X 6” D W/MOUNT | EA | ZELC | Ordered | 10303992 | 10303992
EM07 | 10303995 | NO | M | NO | FF CABLE,1P X 1.5 Sq.mm,300/500 V,SWA, | M | ZELC | Ordered | 10303995 | 10303995
EM07 | 10303996 | NO | M | NO | POWER CABLE,3C X 14AWG,600V,XLPE,90 DEG. | M | ZELC | Ordered | 10303996 | 10303996
EM09 | 10303997 | NO | M | NO | MCB, 2 POLE, 6 AMPS, VAC, SCHNEIDER | EA | ZELC | Ordered | 10303997 | 10303997
EM09 | 10303998 | NO | M | NO | MCB, 2 POLE, 4 AMPS, VAC, SCHNEIDER | EA | ZELC | Ordered | 10303998 | 10303998
EM09 | 10303999 | NO | M | NO | MCB, 1 POLE, 10 AMPS, VAC, SCHNEIDER | EA | ZELC | Ordered | 10303999 | 10303999
EM09 | 10304000 | NO | M | NO | MCB, 1 POLE, 1 AMPS, VAC, SCHNEIDER | EA | ZELC | Ordered | 10304000 | 10304000
EM09 | 10304001 | NO | M | NO | MCB, 2 POLE, 16 AMPS, VDC, SCHNEIDER | EA | ZELC | Ordered | 10304001 | 10304001
EM09 | 10304002 | NO | M | NO | MCB, 2 POLE, 2 AMPS, VDC, SCHNEIDER | EA | ZELC | Ordered | 10304002 | 10304002
EM09 | 10304003 | NO | M | NO | MCB, 1 POLE, 4 AMPS, VDC, SCHNEIDER | EA | ZELC | Ordered | 10304003 | 10304003
IM05 | 10304005 | NO | M | NO | DETECTOR, VOLTAGE, MODEL #BST-HV318 | EA | ZELC | Ordered | 10304005 | 10304005
EM24 | 10304007 | NO | M | NO | RELAY,SIEMENS,7SD5225-5DB99-3HJ5+L0R+M2A | EA | ZELC | Ordered | 10304007 | 10304007
ZE14 | 10304008 | NO | M | NO | FT Switch, ABB, 6C + 4P | EA | ZELC | Ordered | 10304008 | 10304008
EM21 | 10304009 | NO | M | NO | AUTOMATIC PRESSURE PUMP 220V, 1/2 HP, | EA | ZELC | Ordered | 10304009 | 10304009
EM30 | 10304010 | NO | M | NO | CPVC TEE 3/4", SCH.80 | EA | ZELC | Ordered | 10304010 | 10304010
EM30 | 10304011 | NO | M | NO | FLEXIBLE TRAP, 1-1/4 | EA | ZELC | Ordered | 10304011 | 10304011
EM30 | 10304012 | NO | M | NO | TEE,PVC, 1-1/4", S40 | EA | ZELC | Ordered | 10304012 | 10304012
EM11 | 10304013 | NO | M | NO | PVC SHROUD,O/Os ,HAWKE,FOR CABLE GLAND | EA | ZELC | Ordered | 10304013 | 10304013
EM11 | 10304014 | NO | M | NO | LOCK NUT,BRASS,SIZE:M20,O,HAWKE | EA | ZELC | Ordered | 10304014 | 10304014
EM11 | 10304015 | NO | M | NO | SEALING WASHER,RED FIBER,SIZE:M20,O,HAWK | EA | ZELC | Ordered | 10304015 | 10304015
EM11 | 10304016 | NO | M | NO | EARTH TAG BRASS, SIZE: M20,O,HAWKE | EA | ZELC | Ordered | 10304016 | 10304016
EM11 | 10304018 | NO | M | NO | CABLE GLAND M20,1/2"NPT,CMP E1FW,FLAME | EA | ZELC | Ordered | 10304018 | 10304018
EM11 | 10304019 | NO | M | NO | CABLE GLAND M20,3/4"NPT,CMP E1FW,FLAME | EA | ZELC | Ordered | 10304019 | 10304019
EM11 | 10304020 | NO | M | NO | CABLE GLAND M25,1/2"NPT,CMP E1FW,FLAME | EA | ZELC | Ordered | 10304020 | 10304020
EM11 | 10304021 | NO | M | NO | CABLE GLAND M32,1-1/2"NPT,CMP E1FW,FLAME | EA | ZELC | Ordered | 10304021 | 10304021
EM11 | 10304022 | NO | M | NO | CABLE GLAND M25,1-1/2"NPT,CMP E1FW,FLAME | EA | ZELC | Ordered | 10304022 | 10304022
EM11 | 10304023 | NO | M | NO | CABLE GLAND M25,M25NPT,CMP E1FW,FLAME | EA | ZELC | Ordered | 10304023 | 10304023
EM11 | 10304024 | NO | M | NO | CABLE GLAND M25,M20NPT,CMP E1FW,FLAME | EA | ZELC | Ordered | 10304024 | 10304024
EM11 | 10304025 | NO | M | NO | CABLE GLAND M20,M20NPT,CMP E1FW,FLAME | EA | ZELC | Ordered | 10304025 | 10304025
EM24 | 10304026 | NO | M | NO | RELAY,MMII-PD-1-2-120, GE | EA | ZELC | Ordered | 10304026 | 10304026
EM30 | 10304027 | NO | M | NO | ENHANCED FACEPLATE,1853-0042, GE | EA | ZELC | Ordered | 10304027 | 10304027
EM23 | 10304028 | NO | M | NO | UPS, I/P: 230V AC, O/P: 24V DC, 2 HRS | EA | ZELC | Ordered | 10304028 | 10304028
EM18 | 10304029 | NO | M | NO | CERAMIC Blanket 1260 c, MNFR. MORGAN | BOX | ZELC | Ordered | 10304029 | 10304029
EM11 | 10304030 | NO | M | NO | FLEXIBLE COPPER BRAID, BG24N, BURNDY | EA | ZELC | Ordered | 10304030 | 10304030
EM11 | 10304032 | NO | M | NO | TRANSFORMER,INTERPOSING CURRENT,20VA, | EA | ZELC | Ordered | 10304032 | 10304032
EM07 | 10304033 | NO | M | NO | CABLE,3C x 185 MM2,CU/XLPE/PVC-15KV | M | ZELC | Ordered | 10304033 | 10304033
EM30 | 10304034 | NO | M | NO | BEND, PVC,200 MM,SCH 40,45 DEG LONG BEND | EA | ZELC | Ordered | 10304034 | 10304034
EM30 | 10304035 | NO | M | NO | BEND, PVC, 200 MM, SCH 40, 90 DEG LONG B | EA | ZELC | Ordered | 10304035 | 10304035
EM30 | 10304036 | NO | M | NO | PIPE, PVC, 200 MM, SCH 40, STRAIGHT, 6 M | M | ZELC | Ordered | 10304036 | 10304036
EM30 | 10304038 | NO | M | NO | BEND, PVC,50 MM,SCH 40,45 DEG LONG BEND | EA | ZELC | Ordered | 10304038 | 10304038
EM30 | 10304039 | NO | M | NO | BEND, PVC, 50 MM,SCH 40,90 DEG LONG BEND | EA | ZELC | Ordered | 10304039 | 10304039
EM30 | 10304040 | NO | M | NO | PIPE, PVC, 50 MM, SCH 40, STRAIGHT, 6 M | M | ZELC | Ordered | 10304040 | 10304040
EM08 | 10304042 | NO | M | NO | D25 RTU,D25-636U-9333-UUUU-UUUB-UA DI=9 | EA | ZELC | Ordered | 10304042 | 10304042
EM23 | 10304043 | NO | M | NO | POWER SUPPLY, 24-60VDC, 560PSR00 R0001 | EA | ZELC | Ordered | 10304043 | 10304043
EM08 | 10304044 | NO | M | NO | COMMUNICATION UNIT, 560CMU05 R0002 | EA | ZELC | Ordered | 10304044 | 10304044
EM08 | 10304045 | NO | M | NO | BINARY INPUT,16 CHANNELS,560BIR01 R0001 | EA | ZELC | Ordered | 10304045 | 10304045
EM08 | 10304046 | NO | M | NO | BUS CONNECTION UNIT, 560BCU05 R0001 | EA | ZELC | Ordered | 10304046 | 10304046
EM08 | 10304047 | NO | M | NO | COMMAND OUTPUT MODULE,23BA40 R0011 | EA | ZELC | Ordered | 10304047 | 10304047
EM22 | 10304048 | NO | M | NO | 19'' SWING FRAME RACK, 560SFR02 R0001 | EA | ZELC | Ordered | 10304048 | 10304048
ITM6 | 10304049 | NO | M | NO | BASIC LICENSE,CF-CARD 560CMU05,1KGT2014+ | EA | ZELC | Ordered | 10304049 | 10304049
EM30 | 10304050 | NO | M | NO | STARTER FOR TUBELIGHT,S-2, 220 VOLTS | EA | ZELC | Ordered | 10304050 | 10304050
IM03 | 10304052 | NO | M | NO | TERMINATION KIT, 3C X 185 MM2, INDOOR | EA | ZELC | Ordered | 10304052 | 10304052
EM12 | 10304056 | NO | M | NO | TERMINAL BLOCK,USST 4-MT P/P - 3070302 | EA | ZELC | Ordered | 10304056 | 10304056
EM12 | 10304057 | NO | M | NO | END COVER - D-USST 4-MT - 3070304,PHOENI | EA | ZELC | Ordered | 10304057 | 10304057
IM21 | 10304058 | NO | M | NO | ETHERNET SWITCH,SFN 8TX - 2891929 | EA | ZELC | Ordered | 10304058 | 10304058
EM30 | 10304059 | NO | M | NO | FT SWITCH COVER STUD, 879A902H01, ABB | EA | ZELC | Ordered | NO | NO
EM12 | 10304060 | NO | M | NO | FUSED TERMINAL BLOCK, P/N. 1011000000,WM | EA | ZELC | Ordered | 10304060 | 10304060
EM12 | 10304061 | NO | M | NO | STRAIGHT TERMINAL BLOCK,1020200000,W/M | EA | ZELC | Ordered | NO | NO
EM12 | 10304063 | NO | M | NO | TERMINAL BLOCK,P/N 1052260000, DIN RAIL | EA | ZELC | Ordered | NO | NO
EM11 | 10304064 | NO | M | NO | REMOTE METER BOX, MODEL SEC/MB-04 | EA | ZELC | Ordered | 10304064 | 10304064
EM11 | 10304065 | NO | M | NO | ACTUATOR INSULATOR, EPC-02-012-000E01 | EA | ZELC | Ordered | 10304065 | 10304065
EM11 | 10304066 | NO | M | NO | SUPPORT INSULATOR, EPC-03-005-039E01, | EA | ZELC | Ordered | 10304066 | 10304066
EM11 | 10304067 | NO | M | NO | ABB WALL MOUNTED DRIVE ACH500-01-059A-4 | EA | ZELC | Ordered | 10304067 | 10304067
EM12 | 10304069 | NO | M | NO | UPS MODULE, PHOENIX, 2320225 | EA | ZELC | Ordered | 10304069 | 10304069
EM12 | 10304070 | NO | M | NO | REDUNDANT MODULE, PHOENIX, 2320173 | EA | ZELC | Ordered | 10304070 | 10304070
EM12 | 10304071 | NO | M | NO | 8-PIN FINGERSAFE SOCKET, IDEC, RTE-P1 | EA | ZELC | Ordered | 10304071 | 10304071
EM30 | 10304072 | NO | M | NO | PILOT LIGHT, 24V AC/DC, GREEN, IDEC | EA | ZELC | Ordered | 10304072 | 10304072
EM11 | 10304073 | NO | M | NO | BUZZERS, 10-48VAC/DC, 68-80DB, 2.9KHZ | EA | ZELC | Ordered | 10304073 | 10304073
EM24 | 10304074 | NO | M | NO | CLIP - 750H RELAY, 16-1351, SCHNEIDER | EA | ZELC | Ordered | 10304074 | 10304074
EM24 | 10304075 | NO | M | NO | MODULE - 750H RELAY, 70-ASMLG, SCHNEIDER | EA | ZELC | Ordered | 10304075 | 10304075
EM24 | 10304076 | NO | M | NO | BASE - 750H RELAY, 70-750E8-1, SCHNEIDER | EA | ZELC | Ordered | 10304076 | 10304076
EM09 | 10304077 | NO | M | NO | AC MCB, 1P, 10A, 240V AC, 3KA, CURVE 2 | EA | ZELC | Ordered | 10304077 | 10304077
EM12 | 10304078 | NO | M | NO | SAK SERIES, END PLATE, AP SAK2.5, | EA | ZELC | Ordered | 10304078 | 10304078
EM12 | 10304079 | NO | M | NO | FEED-THROUGH TERMINAL, WDU 2.5 | EA | ZELC | Ordered | 10304079 | 10304079
EM12 | 10304080 | NO | M | NO | WDU 2.5, CROSS-CONNECTOR, WQV 2.5/10 | EA | ZELC | Ordered | 10304080 | 10304080
EM30 | 10304081 | NO | M | NO | 2A, FUSE, G 20/2.00A/F, 0430900000 | EA | ZELC | Ordered | 10304081 | 10304081
EM22 | 10304084 | NO | M | NO | ETHERNET SWITCH, 8 PORT,PLANET, IGS-801T | EA | ZELC | Ordered | 10304084 | 10304084
EM30 | 10304085 | NO | M | NO | NON CONDUCTIVE NYLON HASP | EA | ZELC | Ordered | 10304085 | 10304085
EM11 | 10304088 | NO | M | NO | CERAMIC HEATER ELEMENT,GHT5117,48x2 BEAD | EA | ZELC | Ordered | 10304088 | 10304088
EM19 | 10304089 | NO | M | NO | BULB 110 V, 70 W, PART NO – LU7 | EA | ZELC | Ordered | 10304089 | 10304089
EM19 | 10304090 | NO | M | NO | BULB 110 V 250 W, PART NO – LU250 | EA | ZELC | Ordered | 10304090 | 10304090
EM08 | 10304091 | NO | M | NO | XCELL 19" RACK, MICROSOL, RAK-081 | EA | ZELC | Ordered | 10304091 | 10304091
EM08 | 10304092 | NO | M | NO | 10M CABLE WITH DB37 CONNECTORS,CAB-10m | EA | ZELC | Ordered | 10304092 | 10304092
EM21 | 10304093 | NO | M | NO | LV CURRENT TRANSFORMER-50/5A,MCT-100B.2, | EA | ZELC | Ordered | 10304093 | 10304093
EM21 | 10304094 | NO | M | NO | LV CURRENT TRANSFORMER-100/5A,MCT-100B.2 | EA | ZELC | Ordered | 10304094 | 10304094
EM21 | 10304095 | NO | M | NO | LV Current Transformer-150/5A, MCT-100B. | EA | ZELC | Ordered | 10304095 | 10304095
EM21 | 10304096 | NO | M | NO | LV Current Transformer-200/5A, MCT-100B. | EA | ZELC | Ordered | 10304096 | 10304096
EM21 | 10304097 | NO | M | NO | LV Current Transformer-250/5A, MCT-100B. | EA | ZELC | Ordered | 10304097 | 10304097
EM24 | 10304098 | NO | M | NO | L90 CPU MODULE, GE, L9M-9UH-00C | EA | ZELC | Ordered | 10304098 | 10304098
EM24 | 10304099 | NO | M | NO | CT/VT MODULE, GE, UR-8LH | EA | ZELC | Ordered | 10304099 | 10304099
ITM1 | 10304100 | NO | M | NO | COMMUNICATION MODULE, GE, UR-7JH | EA | ZELC | Ordered | 10304100 | 10304100
EM23 | 10304101 | NO | M | NO | POWER SUPPLY MODULE, UR-SHA, GE | EA | ZELC | Ordered | 10304101 | 10304101
EM24 | 10304102 | NO | M | NO | I/O MODULE, GE, H6P OR UR-6PH | EA | ZELC | Ordered | 10304102 | 10304102
EM24 | 10304103 | NO | M | NO | I/O MODULE, GE, L6C OR UR-6CH | EA | ZELC | Ordered | 10304103 | 10304103
EM24 | 10304104 | NO | M | NO | I/O MODULE, GE, H6N OR UR-6NH | EA | ZELC | Ordered | 10304104 | 10304104
EM24 | 10304105 | NO | M | NO | I/O MODULE, GE, L6B OR UR-6BH | EA | ZELC | Ordered | 10304105 | 10304105
EM09 | 10304106 | NO | M | NO | MCB,AC,AEG,E93S C04,553086,C,3P,4A,10kA | EA | ZELC | Ordered | 10304106 | 10304106
EM11 | 10304107 | NO | M | NO | Socket for PQ XDER With cables,Tillquest | EA | ZELC | Ordered | NO | NO
EM11 | 10304108 | NO | M | NO | Socket for I XDER With cables,Tillquest | EA | ZELC | Ordered | NO | NO
EM11 | 10304109 | NO | M | NO | Socket for U XDER With cables,Tillquest | EA | ZELC | Ordered | NO | NO
EM11 | 10304110 | NO | M | NO | Set of 2 Rails for transducer,Tillquest | EA | ZELC | Ordered | NO | NO
EM18 | 10304111 | NO | M | NO | ELECTRIC STOVE, 4 BURNERS, 220V | EA | ZELC | Ordered | 10304111 | 10304111
IM03 | 10304112 | NO | M | NO | CABLE GLAND, 3/4" F x 1/2" M REDUCER | EA | ZELC | Ordered | 10304112 | 10304112
EM15 | 10304113 | NO | M | NO | PVC CABLE GLAND, 1/2" | EA | ZELC | Ordered | 10304113 | 10304113
EM15 | 10304114 | NO | M | NO | CONDUIT PIPE, GI, 1-1/2" x 3 MTR LENGTH | EA | ZELC | Ordered | 10304114 | 10304114
EM23 | 10304117 | NO | M | NO | CTs-600/5A,0.5 CLASS,10VA-TYPE-MCT-100B. | EA | ZELC | Ordered | 10304117 | 10304117
EM23 | 10304118 | NO | M | NO | CTs-400/5A,0.5 CLASS,10VA-TYPE-MCT-100B. | EA | ZELC | Ordered | 10304118 | 10304118
EM23 | 10304119 | NO | M | NO | CTs-800/5A,0.5 CLASS,15VA-TYPE-MCT-100B. | EA | ZELC | Ordered | 10304119 | 10304119
EM23 | 10304120 | NO | M | NO | VTs,(VOLTAGE TRANSFORMER)-480/400V,MVT25 | EA | ZELC | Ordered | NO | NO
EM19 | 10304123 | NO | M | NO | DOUBLE FLOURESCENT LIGHT,230V,2x28W,T5 | EA | ZELC | Ordered | 10304123 | 10304123
EM19 | 10304124 | NO | M | NO | CIGLOW LIGHTER,FLAMELESS,WALL MOUNT,230V | EA | ZELC | Ordered | 10304124 | 10304124
EM09 | 10304125 | NO | M | NO | ON/OFF SWITCH,1 GANG,20A,220V,HUBBELL | EA | ZELC | Ordered | 10304125 | 10304125
EM11 | 10304126 | NO | M | NO | DUPLEX OUTLET,20A,120V,NEMA 5-20R,HUBBEL | EA | ZELC | Ordered | 10304126 | 10304126
EM11 | 10304127 | NO | M | NO | UTILITYBOX,4"x2-1/8"x2-1/2",CAST FERALOY | EA | ZELC | Ordered | 10304127 | 10304127
EM07 | 10304128 | NO | M | NO | CABLE,3Cx4MM2,CU/XLPE/PVC,INSULATED | LM | ZELC | Ordered | 10304128 | 10304128
EM15 | 10304129 | NO | M | NO | RGS CONDUIT PIPE, 1" x 3 MTR LONG | LM | ZELC | Ordered | 10304129 | 10304129
EM15 | 10304130 | NO | M | NO | CONDUIT BODY,1"HUB,LB NPT,CAST FERALOY | EA | ZELC | Ordered | 10304130 | 10304130
EM15 | 10304131 | NO | M | NO | CONDUIT BODY,1"HUB,LL NPT,CAST FERALOY | EA | ZELC | Ordered | 10304131 | 10304131
EM15 | 10304132 | NO | M | NO | SADDLE CLAMP(U),M25,2 HOLE,W/ M6 BOLT | EA | ZELC | Ordered | 10304132 | 10304132
EM30 | 10304133 | NO | M | NO | ELECTRICAL GLOVES, MAXIFLEX, 34-844/XL | PAA | ZELC | Ordered | 10304133 | 10304133
EM24 | 10304134 | NO | M | NO | RELAY,FUSE FAILURE,ABB,RK 428 004-AA | EA | ZELC | Ordered | 10304134 | 10304134
EM33 | 10304135 | NO | M | NO | PROCESS METER, FLUKE, MODEL: 787B | EA | ZELC | Ordered | NO | NO
EM23 | 10304136 | NO | M | NO | POWERSUPPLY,PHOENIX,2904622,3P/24VDC/20A | EA | ZELC | Ordered | NO | NO
EM08 | 10304137 | NO | M | NO | HMI/MMI SCADA SOFTWARE, P-PVTD-0101-00 | EA | ZELC | Ordered | 10304137 | 10304137
EM08 | 10304138 | NO | M | NO | HMI/MMI SCADA SOFTWARE, P-PVTD-0405-00 | EA | ZELC | Ordered | 10304138 | 10304138
EM08 | 10304139 | NO | M | NO | VISUAL T&D SERVER, Part# P-PVTD-0301-00 | EA | ZELC | Ordered | 10304139 | 10304139
EM22 | 10304140 | NO | M | NO | G 8x1 Ex TRANSIT Set | SET | ZELC | Ordered | 10304140 | 10304140
EM11 | 10304145 | NO | M | NO | VENTILATION FAN CENTRIFUGE 230VAC/50-60H | EA | ZELC | Ordered | NO | NO
EM11 | 10304146 | NO | M | NO | ARRESTOR + BASE DEHN For Benning Charger | EA | ZELC | Ordered | NO | NO
EM19 | 10304160 | NO | M | NO | BULB, CFL, S2-T45-12W | EA | ZELC | Ordered | 10304160 | 10304160
EM30 | 10304162 | NO | M | NO | PHENOLIC SHEETS 124.5x61.5CM,WHITE BLACK | EA | ZELC | Ordered | 10304162 | 10304162
EM12 | 10304163 | NO | M | NO | DIN-RAIL MOUNT BASE, ARTECHE, FN-DE IP20 | EA | ZELC | Ordered | NO | NO
EM15 | 10304165 | NO | M | NO | CONDUIT HUB,3/4",PVC COATED,M/F,W/GROUND | EA | ZELC | Ordered | NO | NO
EM15 | 10304166 | NO | M | NO | CONDUIT HUB,1",PVC COATED,M/F,W/GROUND | EA | ZELC | Ordered | NO | NO
EM15 | 10304167 | NO | M | NO | CONDUIT HUB,1-1/2",PVC COAT,M/F,W/GROUND | EA | ZELC | Ordered | NO | NO
EM15 | 10304168 | NO | M | NO | CONDUIT HUB,2",PVC COATED,M/F,W/GROUND | EA | ZELC | Ordered | NO | NO
EM15 | 10304169 | NO | M | NO | CONDUIT HUB,2-1/2",PVC COAT,M/F,W/GROUND | EA | ZELC | Ordered | NO | NO
EM15 | 10304170 | NO | M | NO | CONDUIT NIPPLE,3/4"DIA x 6"LG,PVC COATED | EA | ZELC | Ordered | 10304170 | 10304170
EM15 | 10304171 | NO | M | NO | CONDUIT NIPPLE,1"DIA x 6"LG,PVC COATED | EA | ZELC | Ordered | 10304171 | 10304171
EM15 | 10304172 | NO | M | NO | CONDUIT NIPPLE,1-1/2"DIA x 6"LG,PVC COAT | EA | ZELC | Ordered | 10304172 | 10304172
EM15 | 10304173 | NO | M | NO | CONDUIT NIPPLE,2"DIA x 6"LG,PVC COATED | EA | ZELC | Ordered | 10304173 | 10304173
EM15 | 10304174 | NO | M | NO | CONDUIT NIPPLE,2-1/2"DIA x 6"LG,PVC COAT | EA | ZELC | Ordered | 10304174 | 10304174
EM15 | 10304175 | NO | M | NO | CONDUIT UNION, 3/4", M/F, PVC COATED | EA | ZELC | Ordered | 10304175 | 10304175
EM15 | 10304176 | NO | M | NO | CONDUIT UNION, 1", M/F, PVC COATED | EA | ZELC | Ordered | 10304176 | 10304176
EM15 | 10304177 | NO | M | NO | CONDUIT UNION,1-1/2",M/F,PVC COATED | EA | ZELC | Ordered | 10304177 | 10304177
EM15 | 10304178 | NO | M | NO | CONDUIT UNION, 2", M/F, PVC COATED | EA | ZELC | Ordered | 10304178 | 10304178
EM15 | 10304179 | NO | M | NO | CONDUIT UNION,2-1/2",M/F,PVC COATED | EA | ZELC | Ordered | 10304179 | 10304179
EM15 | 10304180 | NO | M | NO | SEALING FITTING EYS,3/4",F,PVC COATED | EA | ZELC | Ordered | 10304180 | 10304180
EM15 | 10304181 | NO | M | NO | SEALING FITTING EYS,1",F,PVC COATED | EA | ZELC | Ordered | 10304181 | 10304181
EM15 | 10304182 | NO | M | NO | SEALING FITTING EYS,1-1/2",F,PVC COATED | EA | ZELC | Ordered | 10304182 | 10304182
EM15 | 10304183 | NO | M | NO | SEALING FITTING EYS,2",F,PVC COATED | EA | ZELC | Ordered | 10304183 | 10304183
EM15 | 10304184 | NO | M | NO | SEALING FITTING EYS,2-1/2",F,PVC COATED | EA | ZELC | Ordered | NO | NO
EM15 | 10304185 | NO | M | NO | CONDUIT BODY,3/4",LB,W/COVER,PVC COATED | EA | ZELC | Ordered | NO | NO
EM15 | 10304186 | NO | M | NO | CONDUIT BODY,1",LB,W/COVER,PVC COATED | EA | ZELC | Ordered | NO | NO
EM15 | 10304187 | NO | M | NO | CONDUIT BODY,1-1/2",LB,W/COVER,PVC COAT | EA | ZELC | Ordered | 10304187 | 10304187
EM15 | 10304188 | NO | M | NO | CONDUIT BODY,2",LB,W/COVER,PVC COATED | EA | ZELC | Ordered | 10304188 | 10304188
EM15 | 10304189 | NO | M | NO | CONDUIT BODY,2-1/2",LB,W/COVER,PVC COAT | EA | ZELC | Ordered | NO | NO
EM15 | 10304190 | NO | M | NO | CONDUIT BODY,3/4",LR,W/COVER,PVC COATED | EA | ZELC | Ordered | NO | NO
EM15 | 10304191 | NO | M | NO | CONDUIT BODY,1",LR,W/COVER,PVC COATED | EA | ZELC | Ordered | NO | NO
EM15 | 10304192 | NO | M | NO | CONDUIT BODY,1-1/2",LR,W/COVER,PVC COAT | EA | ZELC | Ordered | 10304192 | 10304192
EM15 | 10304193 | NO | M | NO | CONDUIT BODY,2",LR,W/COVER,PVC COATED | EA | ZELC | Ordered | 10304193 | 10304193
EM15 | 10304194 | NO | M | NO | CONDUIT BODY,2-1/2",LR,W/COVER,PVC COAT | EA | ZELC | Ordered | 10304194 | 10304194
EM15 | 10304195 | NO | M | NO | CONDUIT BODY,3/4",LL,W/COVER,PVC COATED | EA | ZELC | Ordered | NO | NO
EM15 | 10304196 | NO | M | NO | CONDUIT BODY,1",LL,W/COVER,PVC COATED | EA | ZELC | Ordered | NO | NO
EM15 | 10304197 | NO | M | NO | CONDUIT BODY,1-1/2",LL,W/COVER,PVC COAT | EA | ZELC | Ordered | 10304197 | 10304197
EM15 | 10304198 | NO | M | NO | CONDUIT BODY,2",LL,W/COVER,PVC COATED | EA | ZELC | Ordered | 10304198 | 10304198
EM15 | 10304199 | NO | M | NO | CONDUIT BODY,2-1/2",LL,W/COVER,PVC COAT | EA | ZELC | Ordered | 10304199 | 10304199
EM15 | 10304200 | NO | M | NO | CONDUIT BODY,2",T,W/COVER,PVC COATED | EA | ZELC | Ordered | 10304200 | 10304200
EM15 | 10304201 | NO | M | NO | CONDUIT BODY,2-1/2",T,W/COVER,PVC COAT | EA | ZELC | Ordered | NO | NO
EM15 | 10304202 | NO | M | NO | CONDUIT BODY,2",C,W/COVER,PVC COATED | EA | ZELC | Ordered | NO | NO
EM15 | 10304203 | NO | M | NO | CONDUIT BODY,2-1/2",C,W/COVER,PVC COAT | EA | ZELC | Ordered | NO | NO
EM15 | 10304204 | NO | M | NO | CONDUIT,1",RGS,PVC COATED,W/1 COUPLING | M | ZELC | Ordered | 10304204 | 10304204
EM15 | 10304205 | NO | M | NO | CONDUIT,3/4"',RGS,PVC COAT,W/1 COUPLING | M | ZELC | Ordered | 10304205 | 10304205
EM15 | 10304206 | NO | M | NO | CONDUIT,1-1/2",RGS,PVC COAT,W/1 COUPLING | M | ZELC | Ordered | NO | NO
EM15 | 10304207 | NO | M | NO | CONDUIT,2",RGS,PVC COATED,W/1 COUPLING | M | ZELC | Ordered | 10304207 | 10304207
EM15 | 10304208 | NO | M | NO | CONDUIT,2-1/2",RGS,PVC COAT,W/1 COUPLING | M | ZELC | Ordered | NO | NO
EM15 | 10304209 | NO | M | NO | UNISTRUT CHANNEL CLAMP, 3/4", PVC COATED | EA | ZELC | Ordered | 10304209 | 10304209
EM15 | 10304210 | NO | M | NO | UNISTRUT CHANNEL CLAMP, 1", PVC COATED | EA | ZELC | Ordered | 10304210 | 10304210
EM15 | 10304211 | NO | M | NO | UNISTRUT CHANNEL CLAMP,1-1/2",PVC COATED | EA | ZELC | Ordered | NO | NO
EM15 | 10304212 | NO | M | NO | UNISTRUT CHANNEL CLAMP, 2", PVC COATED | EA | ZELC | Ordered | 10304212 | 10304212
EM15 | 10304213 | NO | M | NO | UNISTRUT CHANNEL CLAMP,2-1/2",PVC COATED | EA | ZELC | Ordered | NO | NO
EM15 | 10304214 | NO | M | NO | LIQ TIGHT CONN,3/4",STR,(M),PVC COATED | EA | ZELC | Ordered | 10304214 | 10304214
EM15 | 10304215 | NO | M | NO | LIQ TIGHT CONN,1-1/2"STR,(M),PVC COATED | EA | ZELC | Ordered | 10304215 | 10304215
EM15 | 10304216 | NO | M | NO | LIQ TIGHT CONN,3/4",STR,(F),PVC COATED | EA | ZELC | Ordered | NO | NO
EM15 | 10304217 | NO | M | NO | LIQ TIGHT CONN,1-1/2"STR,(F),PVC COATED | EA | ZELC | Ordered | NO | NO
EM15 | 10304218 | NO | M | NO | UNISTRUT CHAN,1-5/8"x1-5/8",SLOTTED,PVC | EA | ZELC | Ordered | 10304218 | 10304218
EM07 | 10304219 | NO | M | NO | CABLE,1PR x 1.5mm2 (16AWG) OA SHLD CABLE | M | ZELC | Ordered | NO | NO
EM07 | 10304221 | NO | M | NO | CABLE,4PR x 1.5mm2 (16AWG) OA SHLD CABLE | M | ZELC | Ordered | NO | NO
EM07 | 10304222 | NO | M | NO | CABLE,8PR x 1.5mm2 (16AWG) OA SHLD CABLE | M | ZELC | Ordered | NO | NO
EM07 | 10304223 | NO | M | NO | CABLE,12PR X 1.5 MM2 (16AWG)OA SHLD CABL | M | ZELC | Ordered | NO | NO
EM07 | 10304224 | NO | M | NO | CABLE,1PR x 2.5mm2 (14AWG) OA SHLD CABLE | M | ZELC | Ordered | NO | NO
EM07 | 10304225 | NO | M | NO | CABLE,4PR x 2.5mm2 (14AWG) OA SHLD CABLE | M | ZELC | Ordered | NO | NO
EM07 | 10304227 | NO | M | NO | CABLE,8PR x 2.5mm2 (14AWG) OA SHLD CABLE | M | ZELC | Ordered | NO | NO
EM07 | 10304228 | NO | M | NO | CABLE,12PR X 2.5 MM2 (14AWG)OA SHLD CABL | M | ZELC | Ordered | NO | NO
EM07 | 10304230 | NO | M | NO | CABLE,4PR x 1.5mm2 (16AWG) IND & OA SHLD | M | ZELC | Ordered | NO | NO
EM07 | 10304231 | NO | M | NO | CABLE,6PR x 1.5mm2 (16AWG) IND & OA SHLD | M | ZELC | Ordered | NO | NO
MM07 | 10304232 | NO | M | NO | COUPLING 1", PVC COATED (RIGID STEEL) | EA | ZELC | Ordered | NO | NO
MM07 | 10304233 | NO | M | NO | COUPLING 1-1/2", PVC COATED (RIGID STEEL | EA | ZELC | Ordered | NO | NO
MM07 | 10304234 | NO | M | NO | COUPLING 2", PVC COATED (RIGID STEEL) | EA | ZELC | Ordered | NO | NO
MM07 | 10304235 | NO | M | NO | COUPLING 2-1/2", PVC COATED (RIGID STEE | EA | ZELC | Ordered | NO | NO
EM08 | 10304236 | NO | M | NO | RUGGEDCOM RSG2100 ETHERNET SWITCH,6GK60+ | EA | ZELC | Ordered | NO | NO
EM08 | 10304239 | NO | M | NO | G500 GATEWAY,G500-AHU8-TTTTFF-AUUU-UUU-+ | EA | ZELC | Ordered | NO | NO
EM22 | 10304240 | NO | M | NO | JUNCTION BOX,RIGID,NEMA 4X,316SS,OUTDOOR | EA | ZELC | Ordered | NO | NO
EM09 | 10304241 | NO | M | NO | CIRCUIT BREAKER SIZE S2 FOR MOTOR PROTN. | EA | ZELC | Ordered | NO | NO
EM09 | 10304242 | NO | M | NO | SIGNALING SWITCH FOR CIRCUIT BREAKER 3RV | EA | ZELC | Ordered | NO | NO
EM09 | 10304243 | NO | M | NO | SHUNT RELEASE 90-110V AC, 50/60 Hz, 100% | EA | ZELC | Ordered | NO | NO
EM09 | 10304244 | NO | M | NO | AUXILIARY SWITCH TRANSVERSE 1 NO + 1 NC | EA | ZELC | Ordered | NO | NO
EM08 | 10304246 | NO | M | NO | D20E STATUS MODULE,lD20E-S0-000-1000UU-+ | EA | ZELC | Ordered | NO | NO
EM08 | 10304247 | NO | M | NO | D20E ANALOG MODULE,D20E-A0-001-0000UU-U+ | EA | ZELC | Ordered | NO | NO
EM08 | 10304248 | NO | M | NO | D20K CONTROL MODULE,D20E-K0-100-0000UU-+ | EA | ZELC | Ordered | NO | NO
EM08 | 10304249 | NO | M | NO | D20E COMBINATION MODULE,D20E-C0-101-100+ | EA | ZELC | Ordered | NO | NO
EM08 | 10304250 | NO | M | NO | D20E INTERPOSING RELAY MODULE,D20E-I0-0+ | EA | ZELC | Ordered | NO | NO
EM08 | 10304251 | NO | M | NO | MODBUS TO PROFIBUS CONVERTER WITH CABLE | EA | ZELC | Ordered | NO | NO
EM08 | 10304254 | NO | M | NO | GPS,SATELLITE-SYNCHRONIZED NETWORK CLOCK | EA | ZELC | Ordered | NO | NO
EM23 | 10304255 | NO | M | NO | POWER SUPPLY,5VDC,AC - DC, CSD30E, CABUR | EA | ZELC | Ordered | NO | NO
EM16 | 10304259 | NO | M | NO | CABLE LADDER - ELBOW, 300x100MMx2MM | EA | ZELC | Ordered | 10304259 | 10304259
EM16 | 10304260 | NO | M | NO | CABLE LADDER-OUTSIDE RISER,300x100MM,HDG | EA | ZELC | Ordered | 10304260 | 10304260
EM16 | 10304261 | NO | M | NO | CABLE LADDER - EQUAL TEE, 300x100MM | EA | ZELC | Ordered | 10304261 | 10304261
EM16 | 10304262 | NO | M | NO | JOINT PLATE,CABLE LADDER (300 X 100MM) | EA | ZELC | Ordered | 10304262 | 10304262
CM02 | 10304263 | NO | M | NO | L TYPE ANGLE, 3 HOLE,SIZE:100 X 40 X 5MM | EA | ZELC | Ordered | 10304263 | 10304263
EM16 | 10304264 | NO | M | NO | BRACKET FOR CABLE LADDER(300 X 1000) | EA | ZELC | Ordered | 10304264 | 10304264
EM07 | 10304265 | NO | M | NO | CABLE,INST. 1P x 18 AWG,600V,TC,XLPE, | M | ZELC | Ordered | 10304265 | 10304265
EM07 | 10304267 | NO | M | NO | POWER CABLE,4 X 4mm2,CU/XLPE/PVC,0.6-1KV | M | ZELC | Ordered | 10304267 | 10304267
EM22 | 10304272 | NO | M | NO | ENCLOSURE,PANEL(2000x800x800)mm,(HxWxD) | EA | ZELC | Ordered | NO | NO
IM21 | 10304273 | NO | M | NO | SWITCH ASSY. RIDGID THREADING M/C. | EA | ZELC | Ordered | 10304273 | 10304273
EM22 | 10304282 | NO | M | NO | RTU CABINET (2000 x 800 x 800)mm, (HxWxD | EA | ZELC | Ordered | NO | NO
IM17 | 10400005 | NO | M | GDPRT0016 | REGULATOR,CALGAZ,715,0.5 LPM,BRASS,PTFE | EA | ZINS | Ordered | 10400005 | 10400005
IM25 | 10400007 | NO | M | SRSCA0006 | MEMORY CARD,D20 EME ETHERNET,D20MEENUU | EA | ZINS | Ordered | 10400007 | 10400007
IM25 | 10400008 | NO | M | SRSCA0007 | INTERFACE CARD,D20EME 10BASE-T,D20MEXLUU | EA | ZINS | Ordered | 10400008 | 10400008
IM25 | 10400051 | NO | M | MIPNA0074 | MODEM BRACKET,PININS0191 | EA | ZINS | Ordered | 10400051 | 10400051
IM04 | 10400136 | NO | M | CMMOD0005 | MODEM,TELENETICS,MOT202TSADC,10to60VDC | EA | ZINS | Ordered | 10400136 | 10400136
IM25 | 10400171 | NO | M | ANANZ0093 | SNOOP - LEAK TEST FOR LIQUID,SWAGELOK | EA | ZINS | Ordered | 10400171 | 10400171
IM18 | 10400194 | NO | M | ISINS0025 | MOUNT KIT,SENSOR DUCT,975-000020-892 | KIT | ZINS | Ordered | 10400194 | 10400194
IM18 | 10400221 | NO | M | GDELM0117 | SWITCH+MECHANISM SERIES C/O,089-7401-109 | EA | ZINS | Ordered | 10400221 | 10400221
IM09 | 10400222 | NO | M | GDELM0183 | GAUGE,LVL,X1M3BA1B-BECC-3737-NN431EA-189 | EA | ZINS | Ordered | 10400222 | 10400222
IM04 | 10400263 | NO | M | CMLBM0009 | LOOP BACK MODULE,SIGNAL CRAFTER,5212A | EA | ZINS | Ordered | 10400263 | 10400263
IM08 | 10400282 | NO | M | CNCON0115 | CYLINDER,CALGAZ,NH3,50 PPM,N2 BALANCE | CL | ZINS | Ordered | 10400282 | 10400282
IM07 | 10400308 | NO | M | EIINU0008 | CONNECTOR,PARKER,M6MSC1/4N-316,1/4",NPTM | EA | ZINS | Ordered | 10400308 | 10400308
IM08 | 10400328 | NO | M | GDCAL0012 | CYLINDER,8AL,25PPM H2S/AIR,58 L | EA | ZINS | Ordered | 10400328 | 10400328
IM08 | 10400329 | NO | M | GDCAL0017 | CYLINDERCALIBRATION GAS,N2,99.999%,103l | EA | ZINS | Ordered | 10400329 | 10400329
IM08 | 10400332 | NO | M | GDCAL0137 | CYLINDER,SPAN GAS,SO2 10PPM,58l | CL | ZINS | Ordered | 10400332 | 10400332
IM08 | 10400336 | NO | M | GDCAL0127 | CYLINDER,AHG,STEEL,20.9%-O2,IN N2,50l | CL | ZINS | Ordered | 10400336 | 10400336
IM08 | 10400339 | NO | M | GDCAL0146 | GAS CYL,SPAN CO,50PPM IN AIR 58 L | EA | ZINS | Ordered | 10400339 | 10400339
IM08 | 10400340 | NO | M | GDCAL0045 | CYLINDER,0 - 50% LEL GAS,58 LTRS. | EA | ZINS | Ordered | 10400340 | 10400340
IM08 | 10400341 | NO | M | GDCAL0050 | CALIBRATION GAS 50PPM H2S/AIR,8AL,58LTR | EA | ZINS | Ordered | 10400341 | 10400341
IM08 | 10400343 | NO | M | GDCAL0034 | GAS CYLINDER,2.5% METHANE 50% LEL,W/REGU | EA | ZINS | Ordered | 10400343 | 10400343
IM08 | 10400344 | NO | M | GDCAL0035 | GAS+CYLINDER,C02 2.5% IN AIR,103 L | EA | ZINS | Ordered | 10400344 | 10400344
IM08 | 10400345 | NO | M | GDCAL0036 | METHANE 50%LEL+AIR IN DISPOSBLE CYLINDER | EA | ZINS | Ordered | 10400345 | 10400345
IM08 | 10400347 | NO | M | GDCAL0134 | CYLINDER,SPAN GAS,AHG,H2S 10PPM,58l | CL | ZINS | Ordered | 10400347 | 10400347
IM08 | 10400348 | NO | M | GDCAL0132 | CYLINDER,AHG,METHANE 50%/AIR,15L | CL | ZINS | Ordered | 10400348 | 10400348
IM17 | 10400351 | NO | M | GDCAL0058 | REGULATOR F/GAS CYLINDER,PR-160-1.0 LPM | EA | ZINS | Ordered | 10400351 | 10400351
IM08 | 10400358 | NO | M | GDCAL0138 | CYLINDER,SPAN GAS,SO2 25PPM,58l | CL | ZINS | Ordered | 10400358 | 10400358
IM08 | 10400365 | NO | M | GDCAL0001 | SPAN GAS,2.5%CH4/AIR (50% LEL),6D,103l | EA | ZINS | Ordered | 10400365 | 10400365
IM08 | 10400367 | NO | M | GDCAL0033 | CYLINDER,50PPM,H2S/AIR,58l,8AL | CL | ZINS | Ordered | 10400367 | 10400367
IM19 | 10400391 | NO | M | GDELM0556 | SOUNDER, DB3BULGD048T2CER | EA | ZINS | Ordered | 10400391 | NO
IM25 | 10400393 | NO | M | GDINU0053 | 899-075050-316, ¾” NPT Male to ½” fema | EA | ZINS | Ordered | 10400393 | 10400393
IM18 | 10400395 | NO | M | GDSNR0031 | FP-524D Catalytic Combustible Gas Sensor | EA | ZINS | Ordered | 10400395 | 10400395
IM04 | 10400406 | NO | M | MIPNA0086 | Modem Shelf, Special Plate with Bends & | EA | ZINS | Ordered | 10400406 | 10400406
IM08 | 10400437 | NO | M | GDCAL0062 | Hydrogen Sulfide, 10 PPM in Nitrogen, 58 | EA | ZINS | Ordered | 10400437 | 10400437
IM19 | 10400456 | NO | M | GDELM0600 | Sounder - DB3BULGD048T2CPNN | EA | ZINS | Ordered | 10400456 | 10400456
IM19 | 10400457 | NO | M | GDELM0599 | Sounder - DB3BULGD230T2CPNG | EA | ZINS | Ordered | 10400457 | 10400457
IM08 | 10400481 | NO | M | GDCAL0005 | 50ppm H2S Gas Cylnder & Balance Nitrogen | EA | ZINS | Ordered | 10400481 | 10400481
IM07 | 10400501 | NO | M | EICAF4548 | SS Tube 1/4" 400 seamless tube - size: 1 | M | ZINS | Ordered | 10400501 | 10400501
IM22 | 10400504 | NO | M | MIELM0002 | PRESSURE TRANSMITTER,0-400 PSI | EA | ZINS | Ordered | 10400504 | 10400504
IM25 | 10400505 | NO | M | GDACC0001 | INLINE TERMINAL - PHOENIX | EA | ZINS | Ordered | NO | NO
IM25 | 10400506 | NO | M | GDACC0002 | INLINE TERMINAL, PHOENIX | EA | ZINS | Ordered | NO | NO
IM25 | 10400507 | NO | M | GDACC0003 | CONTROLLER - ILC 171 ETH 2TX, PHOENIX | EA | ZINS | Ordered | NO | NO
IM25 | 10400508 | NO | M | GDRLY0001 | SINGLE RELAY,REL-MR- 24DC/21-21, PHOENIX | EA | ZINS | Ordered | NO | NO
IM25 | 10400509 | NO | M | GDACC0004 | RETAINING BRACKET - EL1-P16, PHOENIX | EA | ZINS | Ordered | NO | NO
IM25 | 10400510 | NO | M | GDACC0005 | RELAY SOCKET - PR1-BSC3/2X21, PHOENIX | EA | ZINS | Ordered | NO | NO
IM25 | 10400511 | NO | M | GDPWS0007 | POWER SUPPLY UNIT - PHOENIX | EA | ZINS | Ordered | NO | NO
IM25 | 10400512 | NO | M | ITSWP0001 | SOFTWARE - PC WORX EXPRESS, PHOENIX | EA | ZINS | Ordered | NO | NO
IM09 | 10400513 | NO | M | MIINS0721 | DIFF. PRESS. GAUGE, 6.8 BARG TO 16.2 BAR | EA | ZINS | Ordered | 10400513 | 10400513
IM07 | 10400520 | NO | M | N/A | PLUG (CONNECTOR), RBE 3.6200/IC | EA | ZINS | Ordered | 10400520 | 10400520
IM07 | 10400523 | NO | M | N/A | UNION CONNECTOR BULKHEAD, ½” OD SS316 | EA | ZINS | Ordered | 10400523 | 10400523
IM07 | 10400524 | NO | M | NO | UNION CONNECTOR BULKHEAD, ¼” OD SS316 | EA | ZINS | Ordered | 10400524 | 10400524
IM22 | 10400530 | NO | M | N/A | PRESSURE TRANSMITTER, 0 - 100 IN H20 | EA | ZINS | Ordered | 10400530 | 10400530
IM02 | 10400540 | NO | M | N/A | BEACON,GRP XENON, XB15UL0241508RWBNN | EA | ZINS | Ordered | NO | NO
IM02 | 10400542 | NO | M | NO | BEACON,GRP XENON,XB15UL2401508RWBNNZ | EA | ZINS | Ordered | NO | NO
IM02 | 10400543 | NO | M | NO | BEACON,GRP XENON,XB15UL2401508BWBNNZ | EA | ZINS | Ordered | NO | NO
IM19 | 10400544 | NO | M | NO | SOUNDER, DB3BULGD120N2CNR, MEDC | EA | ZINS | Ordered | NO | NO
IM19 | 10400548 | NO | M | NO | HORN, DB1HPJS024A1A2NTRR, MEDC | EA | ZINS | Ordered | 10400548 | 10400548
IM02 | 10400549 | NO | M | NO | LEL BEACON-RED, SM87HXBSJ024RY4BYRR,MEDC | EA | ZINS | Ordered | 10400549 | 10400549
IM02 | 10400550 | NO | M | NO | H2S BEACONS-BLUE, SM87HXBSJ024BY4BYRR, | EA | ZINS | Ordered | 10400550 | 10400550
IM02 | 10400551 | NO | M | NO | BEACONS-WHITE,SM87HXBSJ024CY4BYRR,MEDC | EA | ZINS | Ordered | 10400551 | 10400551
IM07 | 10400562 | NO | M | NO | TUBE,SS,12mm OD x 1.5 MM, ASTM,SWAGELOK | M | ZINS | Ordered | 10400562 | 10400562
IM07 | 10400563 | NO | M | NO | TUBE,SS,10MM OD x 1 MM, 316L, SWAGELOK | M | ZINS | Ordered | 10400563 | 10400563
IM07 | 10400564 | NO | M | NO | CONNECTOR,MALE, 1/4"NPT x 10MM OD | EA | ZINS | Ordered | 10400564 | 10400564
IM07 | 10400565 | NO | M | NO | CONNECTOR,UNION, 12MM OD | EA | ZINS | Ordered | 10400565 | 10400565
IM07 | 10400566 | NO | M | NO | CAP, 10MM OD (FOR TUBE) | EA | ZINS | Ordered | 10400566 | 10400566
IM07 | 10400567 | NO | M | NO | TUBE CLAMP, SS, 10MM (SINGLE) | EA | ZINS | Ordered | 10400567 | 10400567
IM25 | 10400568 | NO | M | NO | CONNECTOR 32 POSITION,FEMALE,PN: 921-377 | EA | ZINS | Ordered | 10400568 | 10400568
IM08 | 10400569 | NO | M | NO | SULFUR DIOXIDE,50PPM in NITROGEN,58 | EA | ZINS | Ordered | 10400569 | 10400569
IM08 | 10400570 | NO | M | NO | ZERO AIR, 103 LITRS | EA | ZINS | Ordered | 10400570 | 10400570
IM08 | 10400571 | NO | M | NO | ISOBUTYLENE, 10ppm, 0-5ppm/AIR GAS CYL | EA | ZINS | Ordered | 10400571 | 10400571
IM08 | 10400572 | NO | M | NO | CO GAS CYLINDER, RANGE : 0-150ppm/Air | EA | ZINS | Ordered | 10400572 | 10400572
IM08 | 10400573 | NO | M | NO | HCL GAS CYLINDER, RANGE : 0-5ppm/Air | EA | ZINS | Ordered | 10400573 | 10400573
IM08 | 10400574 | NO | M | NO | N2 GAS CYLINDER FOR O2, RANGE : 0-100% | EA | ZINS | Ordered | 10400574 | 10400574
IM08 | 10400575 | NO | M | NO | NH3 GAS CYLINDER, RANGE : 0-25ppm/Air | EA | ZINS | Ordered | 10400575 | 10400575
IM09 | 10400576 | NO | M | NO | PRESSURE GAUGE, 0-15 BAR, | EA | ZINS | Ordered | 10400576 | 10400576
IM25 | 10400582 | NO | M | NO | REDUCER,SW MF,3/4" x 1/2",3000,SS316 | EA | ZINS | Ordered | 10400582 | 10400582
IM25 | 10400583 | NO | M | NO | SS TUBE CAP, 10 mm OD | EA | ZINS | Ordered | 10400583 | 10400583
IM25 | 10400584 | NO | M | NO | SS TUBE, 10 mm (ASTM B 668 - UNS08028) | M | ZINS | Ordered | 10400584 | 10400584
IM25 | 10400586 | NO | M | NO | PLUG 3/4", SS316, NPT,EX. PROOF, OSCG | EA | ZINS | Ordered | 10400586 | 10400586
IM02 | 10400587 | NO | M | NO | BEACON,BLUE,LD15ULDCBWBTNZ,MEDC | EA | ZINS | Ordered | 10400587 | 10400587
IM02 | 10400588 | NO | M | NO | BEACON,RED,LD15ULDCRWBTNZ, MEDC | EA | ZINS | Ordered | 10400588 | 10400588
IM25 | 10400589 | NO | M | NO | PUSHBUTTON,SM87PBMADC3L3ROYNS,MEDC | EA | ZINS | Ordered | 10400589 | 10400589
IM02 | 10400590 | NO | M | NO | BEACON,FAULT,LD15ULDCCWBTNZ,MEDC | EA | ZINS | Ordered | 10400590 | 10400590
IM25 | 10400591 | NO | M | NO | PUSHBUTTON,SM87PBMADJ3B3ROYNYZ,MEDC | EA | ZINS | Ordered | 10400591 | 10400591
IM19 | 10400592 | NO | M | NO | HORN, DB1PULA024D1D3DTNRZ, MEDC | EA | ZINS | Ordered | NO | NO
IM02 | 10400593 | NO | M | NO | RED BEACON,SM87HXBAUL024RY4B4RYNXZ,MEDC | EA | ZINS | Ordered | NO | NO
IM02 | 10400594 | NO | M | NO | WHITE BEACON,SM87HXBAUL024CY4B4RYNWZ, | EA | ZINS | Ordered | NO | NO
IM25 | 10400595 | NO | M | NO | UNION, SS, 10MM OD, PARKER | EA | ZINS | Ordered | 10400595 | 10400595
IM25 | 10400597 | NO | M | NO | TUBE CLAMP, SS SINGLE, 3/8" | EA | ZINS | Ordered | 10400597 | 10400597
IM25 | 10400598 | NO | M | NO | TUBE CLAMP, SS DOUBLE 1/2" | EA | ZINS | Ordered | 10400598 | 10400598
IM02 | 10400599 | NO | M | NO | BEACON,GRP XENON,XB15UL2401508RWPNN,MEDC | EA | ZINS | Ordered | 10400599 | 10400599
IM02 | 10400600 | NO | M | NO | BEACON,GRP XENON,XB15UL2401508BWPNN,MEDC | EA | ZINS | Ordered | 10400600 | 10400600
IM19 | 10400601 | NO | M | NO | SOUNDER, DB3BULGD240N2ZNR, MEDC | EA | ZINS | Ordered | 10400601 | 10400601
IM25 | 10400610 | NO | M | NO | 5 VALVE MANIFOLD,Y53S/NA/PP,OLIVER VALVE | EA | ZINS | Ordered | 10400610 | 10400610
IM25 | 10400611 | NO | M | NO | 2 VALVE MANIFOLD,G12MFS/NA/PP,OLIVER VAL | EA | ZINS | Ordered | 10400611 | 10400611
IM09 | 10400612 | NO | M | NO | LEVEL GAUGE,TRANS.VISIBLE LEN.1690,SIMCO | EA | ZINS | Ordered | 10400612 | 10400612
IM09 | 10400613 | NO | M | NO | LEVEL GAUGE,TRANS.VISIBLE LEN.3060,SIMCO | EA | ZINS | Ordered | 10400613 | 10400613
IM09 | 10400614 | NO | M | NO | LEVEL GAUGE,TRANS.VISIBLE LEN.3780,SIMCO | EA | ZINS | Ordered | 10400614 | 10400614
IM09 | 10400615 | NO | M | NO | LEVEL GAUGE,TRANS.VISIBLE LEN.4140,SIMCO | EA | ZINS | Ordered | 10400615 | 10400615
IM09 | 10400616 | NO | M | NO | SPARE PARTS,A9 TRANSPARENT, SIMCO | EA | ZINS | Ordered | 10400616 | 10400616
IM02 | 10400617 | NO | M | NO | XENON BEACON,SM87HXBAUL024RY3B3RYNXZ, | EA | ZINS | Ordered | 10400617 | 10400617
IM02 | 10400618 | NO | M | NO | XENON BEACON,SM87HXBAUL024CY3B3RYNWZ | EA | ZINS | Ordered | 10400618 | 10400618
IM19 | 10400619 | NO | M | NO | SOUNDER, DB1PULA024C1C3DTNRZ, MEDC | EA | ZINS | Ordered | 10400619 | 10400619
IM02 | 10400620 | NO | M | NO | RED BEACON,XB15UL0241508RWPNN, MEDC | EA | ZINS | Ordered | 10400620 | 10400620
IM02 | 10400621 | NO | M | NO | BLUE BEACON,XB15UL0241508BWPNN,MEDC | EA | ZINS | Ordered | 10400621 | 10400621
IM02 | 10400622 | NO | M | NO | CLEAR BEACON,XB15UL0241508CWPNN,MEDC | EA | ZINS | Ordered | 10400622 | 10400622
IM19 | 10400623 | NO | M | NO | HORN,DB3BULG048DT2CNRZ,MEDC | EA | ZINS | Ordered | 10400623 | 10400623
IM25 | 10400624 | NO | M | NO | Keypad/MZ display Kit, 3015-5931 | EA | ZINS | Ordered | 10400624 | 10400624
IM25 | 10400625 | NO | M | NO | LOOP POWERED ISOLATOR, DSCL21-01 | EA | ZINS | Ordered | 10400625 | 10400625
IM08 | 10400626 | NO | M | NO | GAS MIXTURE, R 134A + N2 | EA | ZINS | Ordered | 10400626 | 10400626
IM02 | 10400627 | NO | M | NO | BEACON,120VAC,AMBER,SM87HXBAUL120BY4BYNG | EA | ZINS | Ordered | 10400627 | 10400627
IM25 | 10400628 | NO | M | NO | PUSHBUTTON, SM87PBMADJ3L3ROYNSZ,MEDC | EA | ZINS | Ordered | 10400628 | 10400628
IM02 | 10400629 | NO | M | NO | RED BEACON,LD15ULDCRWBTPNZ, MEDC | EA | ZINS | Ordered | 10400629 | 10400629
IM02 | 10400630 | NO | M | NO | WHITE BEACON,LD15ULDCCWBTPNZ,MEDC | EA | ZINS | Ordered | 10400630 | 10400630
IM19 | 10400640 | NO | M | NO | HORN, DB3BULG048T2CPNN,MEDC | EA | ZINS | Ordered | 10400640 | 10400640
IM25 | 10400641 | NO | M | NO | BUNDLE TUBE, ½” OD x 0.35",316/316L ASTM | M | ZINS | Ordered | 10400641 | 10400641
IM07 | 10400650 | NO | M | NO | SS TUBE, 1/2" x 0.035" x 6 MTR | M | ZINS | Ordered | 10400650 | 10400650
IM07 | 10400651 | NO | M | NO | CONNECTOR, 1/2 " NPT F x 1/2" OD | EA | ZINS | Ordered | 10400651 | 10400651
IM25 | 10400661 | NO | M | NO | REMOTE INDICATOR, PSD, MOORE INDUSTRIES | EA | ZINS | Ordered | 10400661 | 10400661
EM07 | 10400662 | NO | M | NO | CABLE, LINEAR HEAT, P/N: PHSC-220-XCR | M | ZINS | Ordered | 10400662 | 10400662
IM02 | 10400663 | NO | M | NO | GRP XENON BEACON, XB15UL2301508RWPNN | EA | ZINS | Ordered | 10400663 | 10400663
IM02 | 10400664 | NO | M | NO | GRP XENON BEACON, XB15UL2301508BWPNN | EA | ZINS | Ordered | 10400664 | 10400664
IM02 | 10400665 | NO | M | NO | GRP XENON BEACON, XB15UL2301508CWPNN | EA | ZINS | Ordered | 10400665 | 10400665
IM19 | 10400666 | NO | M | NO | SOUNDER, GRP EX CHAMBER DB3BULGD230N2ZNR | EA | ZINS | Ordered | 10400666 | 10400666
IM05 | 10400667 | NO | M | NO | SINGLE FREQ IR FLAME DETECTOR 008710-001 | EA | ZINS | Ordered | NO | NO
IM22 | 10400670 | NO | M | NO | 8-WAY OMRON RLY MOD W/ 16 RLY DRVR BRD | EA | ZINS | Ordered | 10400670 | 10400670
IM18 | 10400681 | NO | M | NO | MODULE:POTTED,PID SENSOR,SIRIUS,10049693 | EA | ZINS | Ordered | 10400681 | 10400681
IM25 | 10400682 | NO | M | NO | KIT: BULB REPLACEMENT, SIRIUS, 10049692 | EA | ZINS | Ordered | 10400682 | 10400682
IM25 | 10400683 | NO | M | NO | COVER ASY:IONIZATION,PID SIRIUS,10049768 | EA | ZINS | Ordered | 10400683 | 10400683
IM07 | 10400685 | NO | M | NO | MALE CONNECTOR, SS316, 1/4",HOKE:4CM4316 | EA | ZINS | Ordered | 10400685 | 10400685
IM25 | 10400688 | NO | M | NO | NAFION DRYER , MD-070-12P, PERMA PURE | EA | ZINS | Ordered | NO | NO
IM14 | 10400689 | NO | M | NO | FLOWMETER, 1355GAG2DBJA1AAA, BROOKS | EA | ZINS | Ordered | 10400689 | 10400689
IM06 | 10400690 | NO | M | NO | AIR FILTER WITH GAUGE B38-242-A1MA | EA | ZINS | Ordered | 10400690 | 10400690
IM07 | 10400692 | NO | M | NO | EDUCTOR, EXAIR, 80002 | EA | ZINS | Ordered | 10400692 | 10400692
IM08 | 10400693 | NO | M | NO | ZERO GAS: N2, GAS CYLINDER (ZERO GR>99%) | EA | ZINS | Ordered | 10400693 | 10400693
IM08 | 10400694 | NO | M | NO | SPAN GAS: 80% BAL N2(0.9% to1% H2inN2) | EA | ZINS | Ordered | 10400694 | 10400694
IM07 | 10400698 | NO | M | NO | TUBE, SS316/316L, 1/4"x 6MTR (DUAL CERT) | EA | ZINS | Ordered | 10400698 | 10400698
IM07 | 10400699 | NO | M | NO | BALL VALVE, 3-WAY, HOKE: 7644G4Y | EA | ZINS | Ordered | 10400699 | 10400699
IM25 | 10400702 | NO | M | NO | NAFION DRYER , MD-070-24P, PERMA PURE | EA | ZINS | Ordered | NO | NO
IM07 | 10400703 | NO | M | NO | BHD REDUCER UNION 1/2"ODx1/4"OD, 8BRU431 | EA | ZINS | Ordered | 10400703 | 10400703
IM07 | 10400704 | NO | M | NO | NEEDLE VALVE 1/4" OD, HOKE: 2112G4Y | EA | ZINS | Ordered | 10400704 | 10400704
IM07 | 10400705 | NO | M | NO | BALL VALVE 1/4", HOKE: 7115G4Y | EA | ZINS | Ordered | 10400705 | 10400705
IM07 | 10400706 | NO | M | NO | MALE CON 1/4"ODx1/8",MNPT SS316,4CM2316 | EA | ZINS | Ordered | 10400706 | 10400706
IM07 | 10400707 | NO | M | NO | TEE 1/4" OD, HOKE: 4TTT316 | EA | ZINS | Ordered | 10400707 | 10400707
IM19 | 10400708 | NO | M | NO | SOUNDER,GRP EX CHAMBER, DB3BULG048N1CNR | EA | ZINS | Ordered | 10400708 | 10400708
IM02 | 10400709 | NO | M | NO | BEACON,GRP XENON,XB15UL0241508RNBNN | EA | ZINS | Ordered | 10400709 | 10400709
IM08 | 10400710 | NO | M | NO | ISO-BUTYLENE, 10 PPM BALANCE W/ AIR,103L | EA | ZINS | Ordered | 10400710 | 10400710
IM25 | 10400711 | NO | M | NO | NAFLON DRYER, MD-070-24 S, PERMA PURE | EA | ZINS | Ordered | 10400711 | 10400711
IM08 | 10400714 | NO | M | NO | CALIB.GAS, 8 PPM O2, BAL N2, PR.140 BAR | EA | ZINS | Ordered | 10400714 | 10400714
IM08 | 10400715 | NO | M | NO | CALIB.GAS, 99.999% UHP N2, PRES. 140 BAR | EA | ZINS | Ordered | 10400715 | 10400715
IM07 | 10400716 | NO | M | NO | SS TUBE 1/8",SS316/316L(DUAL CERTIFIED) | M | ZINS | Ordered | 10400716 | 10400716
IM07 | 10400717 | NO | M | NO | BALL VALVE 1/4", SS 316, SS-43S4 | EA | ZINS | Ordered | 10400717 | 10400717
IM07 | 10400718 | NO | M | NO | TEE 1/4" OD, SS 316, SS-400-3 | EA | ZINS | Ordered | 10400718 | 10400718
IM25 | 10400719 | NO | M | NO | SS ENGRAVING PLATE, "COMBUSTIBLE GAS” | EA | ZINS | Ordered | 10400719 | 10400719
IM25 | 10400720 | NO | M | NO | SS ENGRAVING PLATE,"GAS EQUIPMENT FAULT" | EA | ZINS | Ordered | 10400720 | 10400720
IM25 | 10400721 | NO | M | NO | 800 ppmm OXYGEN+NITROGEN,103ltr,1000PSI | EA | ZINS | Ordered | 10400721 | 10400721
IM23 | 10400731 | NO | M | NO | NRS REGULATOR VALVE PN:947L308BMA | EA | ZINS | Ordered | NO | NO
IM25 | 10400735 | NO | M | NO | DIGI. CONTROLLER,DC3501-E0-0000-200-1T0+ | EA | ZINS | Ordered | 10400735 | 10400735
IM25 | 10400737 | NO | M | NO | CASE ASSEMBLY, MODEL-51452846-501 | EA | ZINS | Ordered | 10400737 | 10400737
IM05 | 10400740 | NO | M | NO | FLAME DETECTOR,X3301A4N11W2, 028104-001 | EA | ZINS | Ordered | 10400740 | 10400740
IM05 | 10400741 | NO | M | NO | MOUNTING ARM, AL, Q9033A1000, 007290-002 | EA | ZINS | Ordered | 10400741 | 10400741
IM25 | 10400742 | NO | M | NO | SHO-RATE G 150mm Meter,1355GAG3DBJC1AAA | EA | ZINS | Ordered | 10400742 | 10400742
IM02 | 10400745 | NO | M | NO | XENON BEACON, GRP, XB15UL0240506RWBNN | EA | ZINS | Ordered | 10400745 | 10400745
IM19 | 10400746 | NO | M | NO | SOUNDER, DB3BULG048DT2CPNR, MEDC | EA | ZINS | Ordered | 10400746 | 10400746
IM08 | 10400749 | NO | M | NO | CARBON MONOXIDE,400 PPM,BAL NITROGEN 58L | EA | ZINS | Ordered | 10400749 | 10400749
IM25 | 10400751 | NO | M | NO | HEX NIPPLE 316SS, 1/2"NPT X 4",SS‐8‐HLN‐ | EA | ZINS | Ordered | 10400751 | 10400751
IM25 | 10400752 | NO | M | NO | TEE 316SS FEM, 1/2"NPT‐F,SWAGELOK,SS‐8‐T | EA | ZINS | Ordered | 10400752 | 10400752
IM25 | 10400753 | NO | M | NO | PLUG 316SS, 1/2"NPT‐M, SWAGELOK, SS‐8‐P | EA | ZINS | Ordered | 10400753 | 10400753
IM25 | 10400754 | NO | M | NO | REDUCEING BUSHING-316SS,3/4" NPT-M X1/2" | EA | ZINS | Ordered | 10400754 | 10400754
IM25 | 10400758 | NO | M | NO | SEAMLESS TUBE - 316SS,1/2"OD,0.049" | M | ZINS | Ordered | 10400758 | 10400758
IM05 | 10400759 | NO | M | NO | HEAT DETECTOR, HD1AUE210GRZZ, MEDC | EA | ZINS | Ordered | 10400759 | 10400759
IM02 | 10400760 | NO | M | NO | RED BEACON, XB15UL0241508RWPTNZ, MEDC | EA | ZINS | Ordered | 10400760 | 10400760
IM02 | 10400761 | NO | M | NO | BLUE BEACON, XB15UL0241508BWPTNZ, MEDC | EA | ZINS | Ordered | 10400761 | 10400761
IM02 | 10400762 | NO | M | NO | CLEAR BEACON, XB15UL0241508CWPTNZ, MEDC | EA | ZINS | Ordered | 10400762 | 10400762
IM02 | 10400763 | NO | M | NO | HORN, DB3BULG048T1CNRZ, MEDC | EA | ZINS | Ordered | 10400763 | 10400763
IM17 | 10400764 | NO | M | NO | PRESSURE REGULATOR, 1/4", 442262241,FNPT | EA | ZINS | Ordered | NO | NO
IM01 | 10400765 | NO | M | NO | ANALYZER, ABB MW PIR 3502, CIS-2-BUTENE | EA | ZINS | Ordered | 10400765 | 10400765
IM09 | 10400766 | NO | M | NO | PRESSURE GAUGE,0-8 BAR G,1/4" BACK ENTRY | EA | ZINS | Ordered | 10400766 | 10400766
IM02 | 10400767 | NO | M | NO | RED BEACON,SM87HXBAUL120RY4BNNR,MEDC | EA | ZINS | Ordered | 10400767 | 10400767
IM02 | 10400768 | NO | M | NO | BLUE BEACON,SM87HXBAUL120BY4BNNR,MEDC | EA | ZINS | Ordered | 10400768 | 10400768
IM19 | 10400769 | NO | M | NO | HORN, DB1HPULA110D3NNNR, MEDC | EA | ZINS | Ordered | 10400769 | 10400769
IM25 | 10400771 | NO | M | NO | ADAPTER 3/4" MNPT x 1/2" FNPT, 316SS | EA | ZINS | Ordered | 10400771 | 10400771
IM07 | 10400772 | NO | M | NO | SS TUBE, 1/2" OD x 0.065, SMLS, 316SS | M | ZINS | Ordered | 10400772 | 10400772
IM07 | 10400773 | NO | M | NO | CONNECTOR,MALE, 3/8"x 3/4", MNPT, 316SS | EA | ZINS | Ordered | 10400773 | 10400773
IM07 | 10400774 | NO | M | NO | SS TUBE, 3/8" x 0.049, SMLS, 316SS | M | ZINS | Ordered | 10400774 | 10400774
IM22 | 10400777 | NO | M | NO | MANUAL PUSHBOTTON,GHG4118195R0002,MEDC | EA | ZINS | Ordered | 10400777 | 10400777
MM28 | 10400778 | NO | M | NO | BALL VALVE, 1/4",W/ACTUATOR,HC-43S4-31OC | EA | ZINS | Ordered | 10400778 | 10400778
IM23 | 10400779 | NO | M | NO | NEEDLE VALVE, 1/2"MNPTx1/2"FNPT, AGCO | EA | ZINS | Ordered | 10400779 | 10400779
IM23 | 10400780 | NO | M | NO | TUBE CONNECTOR,1/2"FNPT x 1/2"FNPT,316SS | EA | ZINS | Ordered | 10400780 | 10400780
IM08 | 10400781 | NO | M | NO | 100 ppm Hydrogen Sulfide/Air Balance 500 | EA | ZINS | Ordered | 10400781 | 10400781
IM08 | 10400782 | NO | M | NO | 5ppm Isobutylene Balance N2 Gas Cylinder | EA | ZINS | Ordered | 10400782 | 10400782
IM08 | 10400783 | NO | M | NO | HCL gas cylinder (for HCL) balance N2 | EA | ZINS | Ordered | 10400783 | 10400783
IM22 | 10400784 | NO | M | NO | PUMP ASSEMBLY,020-3603-000-FRU,HONEYWELL | EA | ZINS | Ordered | 10400784 | 10400784
IM05 | 10400785 | NO | M | NO | HEAT DETECTOR, HD1ULU210GRZZ, MEDC | EA | ZINS | Ordered | NO | NO
IM19 | 10400786 | NO | M | NO | SOUNDER,GRP EX CHAMBER,DB3BULG220T1CNR | EA | ZINS | Ordered | 10400786 | 10400786
IM02 | 10400787 | NO | M | NO | GRP XENON BEACON,XB15UL2301508RWBTRZZ | EA | ZINS | Ordered | 10400787 | 10400787
IM02 | 10400789 | NO | M | NO | GRP XENON BEACON,XB15UL2301508CWBTRZZ | EA | ZINS | Ordered | 10400789 | 10400789
IM07 | 10400790 | NO | M | NO | NIPPLE TBE SMLS,3/4"MNPTx3" LG x3/4",316 | EA | ZINS | Ordered | 10400790 | 10400790
IM07 | 10400791 | NO | M | NO | PIPE TEE(THRD)3/4" FNPTx3/4" FNPT,316S | EA | ZINS | Ordered | 10400791 | 10400791
IM07 | 10400792 | NO | M | NO | MALE CONNECTOR, 1/2" T x 3/4" MNPT, 316S | EA | ZINS | Ordered | 10400792 | 10400792
IM07 | 10400793 | NO | M | NO | BALL VALVE, 3/4", NPT , FIG 316T 316SS | EA | ZINS | Ordered | 10400793 | 10400793
IM07 | 10400794 | NO | M | NO | PIPE PLUG HEX HEAD, 3/4" MNPT 316SS | EA | ZINS | Ordered | 10400794 | 10400794
IM02 | 10400795 | NO | M | NO | XB15 XENON BEACON, XB15UL0241506RWBTN | EA | ZINS | Ordered | 10400795 | 10400795
IM02 | 10400797 | NO | M | NO | XB15 XENON BEACON, XB15UL0241506BWBTN | EA | ZINS | Ordered | 10400797 | 10400797
IM02 | 10400798 | NO | M | NO | XB15 XENON BEACON, XB15UL0241506CWBTN | EA | ZINS | Ordered | 10400798 | 10400798
IM19 | 10400799 | NO | M | NO | DB3B SOUNDER, DB3BULGD048TCNR, MEDC | EA | ZINS | Ordered | 10400799 | 10400799
IM05 | 10400800 | NO | M | NO | X3301 MIR FLAME DETECT,X3301-A-4N-23-T-1 | EA | ZINS | Ordered | 10400800 | 10400800
IM05 | 10400801 | NO | M | NO | HEAT DETECTOR, HD1ULU210GRZ, MEDC | EA | ZINS | Ordered | 10400801 | 10400801
IM19 | 10400802 | NO | M | NO | SOUNDER,GRP, DB3BULGD048T2CPNR, MEDC | EA | ZINS | Ordered | 10400802 | 10400802
IM02 | 10400803 | NO | M | NO | GRP XENON BEACON,XB15UL0241508RWBTN,MEDC | EA | ZINS | Ordered | 10400803 | 10400803
IM02 | 10400804 | NO | M | NO | GRP XENON BEACON,XB15UL0241508BWBTN,MEDC | EA | ZINS | Ordered | 10400804 | 10400804
IM25 | 10400805 | NO | M | NO | ADAPTOR, 3/4" NPTM X 1/2" NPTF, Nickel | EA | ZINS | Ordered | 10400805 | 10400805
IM02 | 10400806 | NO | M | NO | BLUE BEACON-OUTDOOR,XB15UL0241512BWBTPNZ | EA | ZINS | Ordered | 10400806 | 10400806
IM02 | 10400807 | NO | M | NO | RED BEACON-OUTDOOR, XB15UL0241512RWBTPNZ | EA | ZINS | Ordered | 10400807 | 10400807
IM02 | 10400808 | NO | M | NO | WHITE BEACON-OUTDOOR,XB15UL0241512CWBTPN | EA | ZINS | Ordered | 10400808 | 10400808
IM25 | 10400809 | NO | M | NO | AUDIBLE/VISUAL ALRAM-BATTERY ROOM DB3B/X | EA | ZINS | Ordered | 10400809 | 10400809
IM25 | 10400810 | NO | M | NO | AUDIBLE/VISUAL ALRAM-INSIDE ROOM DB3B/XB | EA | ZINS | Ordered | 10400810 | 10400810
IM19 | 10400811 | NO | M | NO | HC/H2S HORN-OUTDOOR, DB3BULG048T2CPNN | EA | ZINS | Ordered | 10400811 | 10400811
IM19 | 10400812 | NO | M | NO | HC/H2S HORN-INSIDE ROOM,DB3BULG048T2CPNN | EA | ZINS | Ordered | 10400812 | 10400812
IM25 | 10400813 | NO | M | NO | GAS ACKN. PUSH BUTTON,PBUL4C6C45DDM7N | EA | ZINS | Ordered | 10400813 | 10400813
IM25 | 10400815 | NO | M | NO | Polytron 8100 EC d S 4-20/HART, 8344412 | EA | ZINS | Ordered | 10400815 | 10400815
IM18 | 10400816 | NO | M | NO | DragerSensor H2S, 6810435, DRAEGER | EA | ZINS | Ordered | 10400816 | 10400816
IM18 | 10400817 | NO | M | NO | SENSOR TEST DONGLE POLYTR. 7000, 8317619 | EA | ZINS | Ordered | 10400817 | 10400817
IM25 | 10400818 | NO | M | NO | EC SENSING HEAD POLY.5000/8000,6812684 | EA | ZINS | Ordered | 10400818 | 10400818
IM25 | 10400819 | NO | M | NO | Polytron 7000 remote duct adapt.,8317617 | EA | ZINS | Ordered | 10400819 | 10400819
IM25 | 10400820 | NO | M | NO | Remote cable+plug 5 m P5XX0/8XX0,8323305 | EA | ZINS | Ordered | 10400820 | 10400820
IM25 | 10400821 | NO | M | NO | Calibration adapter V, 6810536, DRAEGER | EA | ZINS | Ordered | 10400821 | 10400821
IM25 | 10400822 | NO | M | NO | HOSE,5x1.5mm,fluoroelasto,BLACK,1203150 | EA | ZINS | Ordered | 10400822 | 10400822
IM25 | 10400823 | NO | M | NO | Magnet w/Key chain,PX00, 4544101,DRAEGER | EA | ZINS | Ordered | 10400823 | 10400823
IM25 | 10400825 | NO | M | NO | FLAP AND PIN YELLOW, PX99901270 - SM87PB | EA | ZINS | Ordered | 10400825 | 10400825
IM08 | 10400826 | NO | M | NO | CYLINDER,250PSIG,99.5%,1 DP/DT,C4H6 100% | EA | ZINS | Ordered | 10400826 | 10400826
IM08 | 10400827 | NO | M | NO | CYLINDER,250PSIG, ,1 DP/DT,C4H8 7%-8%, | EA | ZINS | Ordered | 10400827 | 10400827
IM08 | 10400831 | NO | M | NO | BENZENE CALIB. GAS ISOBUTYLENE, 10 PPM | EA | ZINS | Ordered | 10400831 | 10400831
IM08 | 10400832 | NO | M | NO | ZERO CAN;LIBRATION, 99.99% NITROGEN | EA | ZINS | Ordered | 10400832 | 10400832
IM08 | 10400833 | NO | M | NO | SULFUR DIOXIDE,10 PPM IN NITROGEN,58 LTR | EA | ZINS | Ordered | 10400833 | 10400833
IM22 | 10400835 | NO | M | NO | PRESSURE TRANSMITTER, W/ MANIFOLD | EA | ZINS | Ordered | 10400835 | 10400835
IM22 | 10400836 | NO | M | NO | PRESSURE GAUGE,BOURDON TYPE,0/65 KG/CM2 | EA | ZINS | Ordered | 10400836 | 10400836
IM19 | 10400837 | NO | M | NO | HORN, DB3BULGD048DT1CNR, | EA | ZINS | Ordered | 10400837 | 10400837
IM25 | 10400841 | NO | M | NO | CONTROLLER,DC3501-E0-0000-200-1T000-E0-0 | EA | ZINS | Ordered | 10400841 | 10400841
IM07 | 10400842 | NO | M | NO | MALE CONNECTOR 1/2" T x 1/2" MNPT , 316S | EA | ZINS | Ordered | 10400842 | 10400842
IM07 | 10400843 | NO | M | NO | TUBE UNION 1/2" T 316 SS | EA | ZINS | Ordered | 10400843 | 10400843
IM19 | 10400844 | NO | M | NO | SOUNDER,GRP Ex CHAMBER,DB3BULG120N2CNR | EA | ZINS | Ordered | 10400844 | 10400844
IM08 | 10400845 | NO | M | NO | BUTANE 15%+N2 BALANCE FILLED IN DISP.CYL | EA | ZINS | Ordered | 10400845 | 10400845
IM08 | 10400847 | NO | M | NO | CARBON MONOXIDE, 50 PPM IN AIR, 103 LITR | EA | ZINS | Ordered | 10400847 | 10400847
IM19 | 10400848 | NO | M | NO | SOUNDER,GRP EX CHAMBER,DB3BULG048DT1CNR | EA | ZINS | Ordered | 10400848 | 10400848
IM02 | 10400849 | NO | M | NO | GRP XENON BEACON, XB15UL0240508RWBTNZ | EA | ZINS | Ordered | 10400849 | 10400849
IM02 | 10400850 | NO | M | NO | BEACON,GRP XENON, XB15UL2301512RWBTPNZ | EA | ZINS | Ordered | 10400850 | 10400850
IM19 | 10400851 | NO | M | NO | SOUNDER,GRP EX CHAMBER,DB3BULG230T2CPNN | EA | ZINS | Ordered | 10400851 | 10400851
IM25 | 10400852 | NO | M | NO | OIL IN WATER, OWAR00050001000 | L | ZINS | Ordered | 10400852 | 10400852
IM25 | 10400853 | NO | M | NO | OIL IN WATER 100 PPM 1LT,OWAR00100001000 | L | ZINS | Ordered | 10400853 | 10400853
IM25 | 10400854 | NO | M | NO | OIL IN WATER 150 PPM 1LT,OWAR00150001000 | L | ZINS | Ordered | 10400854 | 10400854
IM25 | 10400855 | NO | M | NO | OIL IN WATER 200PPM 1LTR,OWAR00200001000 | L | ZINS | Ordered | 10400855 | 10400855
IM25 | 10400856 | NO | M | NO | OIL IN WATER 250PPM 1LTR,OWAR00250001000 | L | ZINS | Ordered | 10400856 | 10400856
IM25 | 10400857 | NO | M | NO | OIL IN WATER 300PPM 1LTR,OWAR00300001000 | L | ZINS | Ordered | 10400857 | 10400857
IM25 | 10400858 | NO | M | NO | OIL IN WATER 500PPM 1LTR,OWAR00500001000 | L | ZINS | Ordered | 10400858 | 10400858
IM25 | 10400859 | NO | M | NO | OIL IN WATER 700PPM 1LTR,OWAR00700001000 | L | ZINS | Ordered | 10400859 | 10400859
IM25 | 10400860 | NO | M | NO | OIL IN WATER 900PPM 1LTR,OWAR00900001000 | L | ZINS | Ordered | 10400860 | 10400860
IM25 | 10400861 | NO | M | NO | OIL IN WATER 1000PPM 1L, OWAR01000001000 | L | ZINS | Ordered | 10400861 | 10400861
IM02 | 10400870 | NO | M | NO | XENON BEACON (5 JOULE),SM87HXBAUL024RY4+ | EA | ZINS | Ordered | 10400870 | 10400870
IM19 | 10400872 | NO | M | NO | SOUNDER,GRP EX CHAMBER,DB3BUWN230N1CNN, | EA | ZINS | Ordered | NO | NO
IM02 | 10400873 | NO | M | NO | GRP XENON BEACON, XB15UW2301506RNBNN | EA | ZINS | Ordered | NO | NO
IM02 | 10400874 | NO | M | NO | GRP XENON BEACON, XB15UW2301506BNBNN | EA | ZINS | Ordered | NO | NO
IM25 | 10400876 | NO | M | NO | POTASSIUM HYDROXIDE 10% W/V, KHPV010002+ | L | ZINS | Ordered | 10400876 | 10400876
IM25 | 10400877 | NO | M | NO | HYDROCHLORIC ACID 10% W/V, HAPV01000200+ | L | ZINS | Ordered | 10400877 | 10400877
IM25 | 10400878 | NO | M | NO | SULFIDE STANDARD 10PPM, SLAR0001000500 | ML | ZINS | Ordered | 10400878 | 10400878
IM25 | 10400879 | NO | M | NO | SULFIDE STANDARD 100PPM, SLAR0010000500 | ML | ZINS | Ordered | 10400879 | 10400879
IM25 | 10400880 | NO | M | NO | STANDARD BUFFER PH 4.01@25°C,PHQR040100+ | ML | ZINS | Ordered | 10400880 | 10400880
IM25 | 10400882 | NO | M | NO | STANDARD BUFFER PH 7.00@25°C,PHQR070005+ | ML | ZINS | Ordered | 10400882 | 10400882
IM25 | 10400883 | NO | M | NO | STANDARD BUFFER PH 10.01@25°C,PHQR10010+ | ML | ZINS | Ordered | 10400883 | 10400883
IM25 | 10400884 | NO | M | NO | QUININE SULFATE 1000PM, QSAR0100000500 | ML | ZINS | Ordered | 10400884 | 10400884
IM07 | 10400885 | NO | M | NO | CONNECTOR 1/2"MNPTx3/8"OD,316,SS-600-1-8 | EA | ZINS | Ordered | 10400885 | 10400885
EM22 | 10400886 | NO | M | NO | ELDON ENCLOSURE IP 66,ASR01LP52783786 | EA | ZINS | Ordered | 10400886 | 10400886
IM25 | 10400887 | NO | M | NO | MOUNTING PLATE AMP08080 , DIM 1200 X 800 | EA | ZINS | Ordered | 10400887 | 10400887
IM25 | 10400888 | NO | M | NO | ADDRESSABLE MONITOR MODULE; W/ FLASHSCAN | EA | ZINS | Ordered | 10400888 | 10400888
AM04 | 10400889 | NO | M | NO | 0.1M SULFURIC ACID | L | ZINS | Ordered | 10400889 | 10400889
IM25 | 10400890 | NO | M | NO | KHRONE FLOW METER,OPITFLUX 5300F+IFC300F | EA | ZINS | Ordered | 10400890 | 10400890
IM09 | 10400891 | NO | M | NO | PRESSURE GAUGE,BOURDON TYPE,ANSI 150 PSI | EA | ZINS | Ordered | 10400891 | 10400891
IM05 | 10400892 | NO | M | NO | GAS DETECTOR, MSA ALTAIR5X, DELUXE KIT | EA | ZINS | Ordered | 10400892 | 10400892
IM08 | 10400894 | NO | M | NO | ISOBUTYLENE, 50 PPM IN AIR, 103 LITERS | EA | ZINS | Ordered | 10400894 | 10400894
IM02 | 10400898 | NO | M | NO | BEACON,GRP XENON,XB15UL0241506RWBTR,MEDC | EA | ZINS | Ordered | 10400898 | 10400898
IM02 | 10400899 | NO | M | NO | BEACON,GRP XENON,XB15UL0241506CWBTR,MEDC | EA | ZINS | Ordered | 10400899 | 10400899
IM19 | 10400900 | NO | M | NO | SOUNDER,GRP EX CHAMBER,DB3BULGD048T1ZNR | EA | ZINS | Ordered | 10400900 | 10400900
IM02 | 10400905 | NO | M | NO | RED BEACON, XB15UL0240512RWBDR, MEDC | EA | ZINS | Ordered | 10400905 | 10400905
IM02 | 10400906 | NO | M | NO | BLUE BEACON, XB15UL0240512BWBDR, MEDC | EA | ZINS | Ordered | 10400906 | 10400906
IM02 | 10400907 | NO | M | NO | WHITE BEACON-OUTDOOR,XB15UL2301512CWBTPN | EA | ZINS | Ordered | 10400907 | 10400907
IM02 | 10400908 | NO | M | NO | AMBER BEACON,XB15UL0240512AWBDR,MEDC | EA | ZINS | Ordered | 10400908 | 10400908
IM25 | 10400910 | NO | M | NO | BACKBOX, 2 CHASSIS, BLACK, SBB-B4 | EA | ZINS | Ordered | 10400910 | 10400910
IM25 | 10400912 | NO | M | NO | DOOR,LOCK & KEYS,ACCEPTS 2 CHASSIS,DR-B4 | EA | ZINS | Ordered | 10400912 | 10400912
IM25 | 10400913 | NO | M | NO | MOUNTING CHASSIS, CHS-M3 | EA | ZINS | Ordered | 10400913 | 10400913
IM25 | 10400914 | NO | M | NO | LOOP CONTROL MODULE, LCM-320 | EA | ZINS | Ordered | 10400914 | 10400914
IM25 | 10400915 | NO | M | NO | "DRESS PLATE, CHS-M3, DP-DISP | EA | ZINS | Ordered | 10400915 | 10400915
IM25 | 10400916 | NO | M | NO | BLANK MODULE DRESS PLATE, BMP-1 | EA | ZINS | Ordered | 10400916 | 10400916
IM25 | 10400918 | NO | M | NO | BATTERY DRESS PANEL,CAB-4 SERIES, BP2-4 | EA | ZINS | Ordered | 10400918 | 10400918
EM23 | 10400920 | NO | M | NO | ADDRESSABLE POWER SUPPLY, AMPS-24E | EA | ZINS | Ordered | 10400920 | 10400920
IM25 | 10400926 | NO | M | NO | ADDRESSABLE NBG-12L PULL STAT.,NBG-12LX | EA | ZINS | Ordered | 10400926 | 10400926
IM25 | 10400927 | NO | M | NO | SURFACE BACK-BOX FOR ALL NBG-10, SB-10 | EA | ZINS | Ordered | 10400927 | 10400927
IM25 | 10400928 | NO | M | NO | STOPPER II, NO HORN, SURFACE, STI1230 | EA | ZINS | Ordered | 10400928 | 10400928
IM25 | 10400929 | NO | M | NO | HORN/STROBE,12/24 VOLT,RED, P2RL | EA | ZINS | Ordered | 10400929 | 10400929
IM25 | 10400930 | NO | M | NO | ADDRESSABLE CONTROL MODULE, FCM-1 | EA | ZINS | Ordered | 10400930 | 10400930
IM05 | 10400931 | NO | M | NO | EX. PROOF SMOKE DETECTOR, U5015A2N12F | EA | ZINS | Ordered | NO | NO
IM19 | 10400933 | NO | M | NO | SOUNDER,GRP EX CHAMBR,DB3BULGD048T2CPNRZ | EA | ZINS | Ordered | 10400933 | 10400933
IM02 | 10400934 | NO | M | NO | GRP XENON BEACON, XB15UL0240506BWPNN | EA | ZINS | Ordered | 10400934 | 10400934
IM02 | 10400935 | NO | M | NO | GRP XENON BEACON, XB15UL0240506RWPNN | EA | ZINS | Ordered | 10400935 | 10400935
IM02 | 10400936 | NO | M | NO | GRP XENON BEACON, XB15UL0240506CWPNN | EA | ZINS | Ordered | 10400936 | 10400936
EM23 | 10400938 | NO | M | NO | REMOTE CHARGER POWER SUPPLY,FCPS-24S8E | EA | ZINS | Ordered | 10400938 | 10400938
IM25 | 10400939 | NO | M | NO | ADDRESSABLE MONITOR MODULE, FMM-1 | EA | ZINS | Ordered | 10400939 | 10400939
IM25 | 10400940 | NO | M | NO | ADDRESSABLE MODULE W/ FLASHSCAN,FMM-4-20 | EA | ZINS | Ordered | 10400940 | 10400940
IM02 | 10400941 | NO | M | NO | HIGH INTENSITY LED BEACON,LD15ULDCCWPNR | EA | ZINS | Ordered | 10400941 | 10400941
IM19 | 10400942 | NO | M | NO | SOUNDER, GRP, DB3BUWN048N1CNR | EA | ZINS | Ordered | 10400942 | 10400942
IM08 | 10400943 | NO | M | NO | CALIBRATION GAS,LEL 50% PROPANE 103 LTRS | EA | ZINS | Ordered | 10400943 | 10400943
IM25 | 10400944 | NO | M | NO | NFS-320 INT. FIRE ALARM PANEL,NFS-320E | EA | ZINS | Ordered | 10400944 | 10400944
IM05 | 10400947 | NO | M | NO | DETECTOR,INNOVAIRFLEX INTELLIGENT, DNR | EA | ZINS | Ordered | 10400947 | 10400947
IM25 | 10400948 | NO | M | NO | INNOVAIRFLEX SAMPLING TUBE 10’, DST10 | EA | ZINS | Ordered | 10400948 | 10400948
IM19 | 10400949 | NO | M | NO | HORN/STROBE,12/24 VOLT,HI CANDELA,P2RHK | EA | ZINS | Ordered | 10400949 | 10400949
IM19 | 10400950 | NO | M | NO | HORN/STROBE, 12/24 VOLT, RED, P2RH | EA | ZINS | Ordered | NO | NO
IM19 | 10400951 | NO | M | NO | SOUNDER, 27 TONE, DB1PULA110D3NNNR | EA | ZINS | Ordered | 10400951 | 10400951
IM25 | 10400952 | NO | M | NO | SURFACE MOUNT BACKBOX.SCS SERIES,ABS-2D | EA | ZINS | Ordered | 10400952 | 10400952
IM25 | 10400954 | NO | M | NO | INTELLIGENT ISOLATOR BASE, B224BI | EA | ZINS | Ordered | 10400954 | 10400954
IM25 | 10400955 | NO | M | NO | CHASSIS TO MOUNT NCA-2 IN ABS-2D,CHS-2D | EA | ZINS | Ordered | 10400955 | 10400955
IM25 | 10400956 | NO | M | NO | NFS2-3030 CPU W/640-CHARACTER,CPU2-3030D | EA | ZINS | Ordered | 10400956 | 10400956
IM25 | 10400957 | NO | M | NO | CENTRAL PROCESS UNIT,NFS2-640, CPU2-640E | EA | ZINS | Ordered | 10400957 | 10400957
IM25 | 10400958 | NO | M | NO | DRESS PANEL BLANK, DP-1B | EA | ZINS | Ordered | 10400958 | 10400958
IM25 | 10400959 | NO | M | NO | DRESS PLATE, DP-DISP2 | EA | ZINS | Ordered | 10400959 | 10400959
IM25 | 10400960 | NO | M | NO | DOOR, LOCK & KEYS, DR-A4 | EA | ZINS | Ordered | 10400960 | 10400960
IM25 | 10400961 | NO | M | NO | ADDRESSABLE RELEASING MODULE,FCM-1-REL | EA | ZINS | Ordered | 10400961 | 10400961
EM24 | 10400962 | NO | M | NO | ADDRESSABLE RELAY MODULE, FRM-1 | EA | ZINS | Ordered | 10400962 | 10400962
IM05 | 10400963 | NO | M | NO | ADDRESSABLE BEAM DETECTOR, FSB-200 | EA | ZINS | Ordered | 10400963 | 10400963
IM25 | 10400968 | NO | M | NO | SLC LOOP ISOLATOR MODULE, ISO-X | EA | ZINS | Ordered | 10400968 | 10400968
IM25 | 10400969 | NO | M | NO | KEYBOARD DISPLAY MODULE, KDM-R2 | EA | ZINS | Ordered | 10400969 | 10400969
IM25 | 10400970 | NO | M | NO | LOOP EXPANDER MODULE, LEM-320 | EA | ZINS | Ordered | 10400970 | 10400970
IM25 | 10400971 | NO | M | NO | WALL STROBE LENS ATTACHMENT, RED,LENS-R | EA | ZINS | Ordered | 10400971 | 10400971
IM25 | 10400973 | NO | M | NO | NETWORK CONTROL ANNUNCIATOR-2, NCA-2 | EA | ZINS | Ordered | 10400973 | 10400973
IM25 | 10400974 | NO | M | NO | NETWORK CONTROL MODULE - WIRE, NCM-W | EA | ZINS | Ordered | 10400974 | 10400974
IM19 | 10400975 | NO | M | NO | HORN/STROBE, 12/24 VOLT, RED,P2RK | EA | ZINS | Ordered | 10400975 | 10400975
IM25 | 10400976 | NO | M | NO | REMOTE LED. MOUNTS TO SINGLE GANG,RA100Z | EA | ZINS | Ordered | 10400976 | 10400976
IM25 | 10400977 | NO | M | NO | AGENT RELEASE CONTROL PANEL, RP-2002E | EA | ZINS | Ordered | 10400977 | 10400977
IM25 | 10400978 | NO | M | NO | SURFACE BACK-BOX; FOR NBG-12LRA, SBA-10 | EA | ZINS | Ordered | 10400978 | 10400978
IM25 | 10400979 | NO | M | NO | BACKBOX, 1 CHASSIS, BLACK, SBB-A4 | EA | ZINS | Ordered | 10400979 | 10400979
IM02 | 10400980 | NO | M | NO | STROBE, 12/24 VOLT, RED, SRL | EA | ZINS | Ordered | 10400980 | 10400980
IM25 | 10400981 | NO | M | NO | CLASS A (STYLE Z) NAC OPTION MODU.ZNAC-4 | EA | ZINS | Ordered | 10400981 | 10400981
IM05 | 10400983 | NO | M | NO | DETECTOR,ACCLIMATE™ INTELLIGENT,FAPT-851 | EA | ZINS | Ordered | 10400983 | 10400983
IM05 | 10400984 | NO | M | NO | DETECTOR, INTELLIGENT ADDRESSABLE LASER | EA | ZINS | Ordered | 10400984 | 10400984
IM05 | 10400985 | NO | M | NO | INTELLIGENT ADDRESSABLE PHOTO DETECTOR | EA | ZINS | Ordered | 10400985 | 10400985
IM05 | 10400986 | NO | M | NO | INTELLIGENT ADDRESS. 135 DEG.THERM.DETEC | EA | ZINS | Ordered | 10400986 | 10400986
IM25 | 10400987 | NO | M | NO | INTELLIGENT ADDRESSABLE HIGH TEMPERATURE | EA | ZINS | Ordered | 10400987 | 10400987
IM25 | 10400988 | NO | M | NO | INTELLIGENT ADDRESSABLE RATE-OF-RISE | EA | ZINS | Ordered | 10400988 | 10400988
IM05 | 10400989 | NO | M | NO | INTELLIGENT DETECTOR BASE,WITHOUT FLANGE | EA | ZINS | Ordered | 10400989 | 10400989
IM11 | 10400990 | NO | M | NO | SMARTLINE BASIC INDICATOR,50049911-501 | EA | ZINS | Ordered | 10400990 | 10400990
EM07 | 10400991 | NO | M | NO | LEAN HEAT CABLE 887 70 DEG,JTW-LD-70-887 | EA | ZINS | Ordered | 10400991 | 10400991
IM25 | 10400992 | NO | M | NO | EOL BOX, 887/EOL, HONEYWELL-NOTIFIER | EA | ZINS | Ordered | 10400992 | 10400992
IM25 | 10400993 | NO | M | NO | CONNECTING BOX, MB, HONEYWELL-NOTIFIER | EA | ZINS | Ordered | 10400993 | 10400993
IM25 | 10400994 | NO | M | NO | PC MODULATOR, 887/M, HONEYWELL-NOTIFIER | EA | ZINS | Ordered | NO | NO
IM02 | 10400996 | NO | M | NO | GRP XENON BEACON,XB15UL1200508RWBTN,MEDC | EA | ZINS | Ordered | 10400996 | 10400996
IM02 | 10400997 | NO | M | NO | GRP XENON BEACON,XB15UL1200508BWBTN,MEDC | EA | ZINS | Ordered | 10400997 | 10400997
IM19 | 10400998 | NO | M | NO | SOUNDER, GRP EX CHAMBER,DB3BULG120T2CPNG | EA | ZINS | Ordered | 10400998 | 10400998
IM25 | 10400999 | NO | M | NO | USL, CNL – ENCLOSURES, ISG-ICP644521 | EA | ZINS | Ordered | NO | NO
IM19 | 10401000 | NO | M | NO | SOUNDER, GRP EX CHAMBER,DB3BULGD048N1CNR | EA | ZINS | Ordered | 10401000 | 10401000
IM02 | 10401001 | NO | M | NO | GRP XENON BEACON, XB15UL0241506RWBNR | EA | ZINS | Ordered | 10401001 | 10401001
IM02 | 10401002 | NO | M | NO | GRP XENON BEACON, XB15UL0241506BWBNR | EA | ZINS | Ordered | 10401002 | 10401002
IM02 | 10401003 | NO | M | NO | BLUE BAECON-DIR.MNT,XB15UL2301508BWBTPNZ | EA | ZINS | Ordered | 10401003 | 10401003
IM02 | 10401004 | NO | M | NO | BLUE BAECON-PIPE MN,XB15UL2301508BWPTPNZ | EA | ZINS | Ordered | 10401004 | 10401004
IM02 | 10401005 | NO | M | NO | RED BAECON-DIRECT, XB15UL2301508RWBTPNZ | EA | ZINS | Ordered | 10401005 | 10401005
IM02 | 10401006 | NO | M | NO | RED BAECON-PIPE MNT,XB15UL2301508RWPTPNZ | EA | ZINS | Ordered | 10401006 | 10401006
IM02 | 10401007 | NO | M | NO | CLEAR BAECON-DIRECT,XB15UL2301508CWBTPNZ | EA | ZINS | Ordered | 10401007 | 10401007
IM05 | 10401008 | NO | M | NO | SMOKE DETECTOR,EX-PROOF,U5015A4N12F | EA | ZINS | Ordered | 10401008 | 10401008
IM25 | 10401009 | NO | M | NO | STANDARD BUFFER PH 4.01,PHQR0401001000 | L | ZINS | Ordered | 10401009 | 10401009
IM25 | 10401010 | NO | M | NO | STANDARD BUFFER PH 7.00, PHQR070001000 | L | ZINS | Ordered | 10401010 | 10401010
IM25 | 10401011 | NO | M | NO | STANDARD BUFFER PH 10.01, PHQR1001001000 | L | ZINS | Ordered | 10401011 | 10401011
EM22 | 10401012 | NO | M | NO | ENCLOSURE, ISG#K-ICP640x450x210mm-SA | EA | ZINS | Ordered | 10401012 | 10401012
IM05 | 10401013 | NO | M | NO | IR GAS DETECTOR, A-X50000F000AA000 | EA | ZINS | Ordered | NO | NO
IM25 | 10401014 | NO | M | NO | SUNSHADE, I04048-000-00-1, PN# 10180254 | EA | ZINS | Ordered | NO | NO
IM25 | 10401015 | NO | M | NO | CALIBRATION KIT,I04048-000-00-15,ACAL40F | EA | ZINS | Ordered | NO | NO
IM25 | 10401017 | NO | M | NO | FLOWMETER VARIABLE, H250/RR/M40/ESK-Ex | EA | ZINS | Ordered | NO | NO
IM25 | 10401018 | NO | M | NO | INST.GLAND,M20,NICKEL PLATED BRASS | EA | ZINS | Ordered | 10401018 | 10401018
IM14 | 10401019 | NO | M | NO | VARIABLE AREA FLOWMETER,DK32/K1/S/A-Ex | EA | ZINS | Ordered | NO | NO
IM03 | 10401023 | NO | M | NO | CABLE,VIATOR,030-3004-002,HART INTERFACE | EA | ZINS | Ordered | NO | NO
IM15 | 10401024 | NO | M | NO | HIGH SPEED NFN GATEWAY PC CARD | EA | ZINS | Ordered | NO | NO
IM25 | 10401025 | NO | M | NO | LAMP DRIVER ANNUNCIATOR EXPANDER MODULE | EA | ZINS | Ordered | 10401025 | 10401025
MM09 | 10401036 | NO | M | NO | DM WATER FOR ZERO | L | ZINS | Ordered | 10401036 | 10401036
MM09 | 10401038 | NO | M | NO | 250PPM OIW SOLUTION | ML | ZINS | Ordered | 10401038 | 10401038
MM09 | 10401039 | NO | M | NO | 500PPM OIW SOLUTION | ML | ZINS | Ordered | 10401039 | 10401039
MM09 | 10401040 | NO | M | NO | 750PPM OIW SOLUTION | ML | ZINS | Ordered | 10401040 | 10401040
MM09 | 10401041 | NO | M | NO | 1000PPM OIW SOLUTION | ML | ZINS | Ordered | 10401041 | 10401041
MM29 | 10500030 | NO | M | NO | FR BUMPER,H/L,2012-2015,PN:52119-0K980 | EA | ERSA | Ordered | 10500030 | 10500030
MM29 | 10500031 | NO | M | NO | RADIATOR MOULDING,H/L,201,PN:53121-0K490 | EA | ERSA | Ordered | 10500031 | 10500031
MM29 | 10500032 | NO | M | NO | RADIATOR GRILLE,H/L,2012,PN:53111-0K450 | EA | ERSA | Ordered | 10500032 | 10500032
MM29 | 10500033 | NO | M | NO | FR SUPPORT,H/L,2012,LH,PN:52116-0K060 | EA | ERSA | Ordered | 10500033 | 10500033
MM29 | 10500034 | NO | M | NO | SUPPORT,H/L,2012,RH,PN:52115-0K060 | EA | ERSA | Ordered | 10500034 | 10500034
MM29 | 10500035 | NO | M | NO | RADIATOR GRILLE,H/L,2012,PN:53112-0K050 | EA | ERSA | Ordered | 10500035 | 10500035
MM29 | 10500036 | NO | M | NO | CLIP BUMPER,2006,PN:52161-0K040 | EA | ERSA | Ordered | 10500036 | 10500036
MM29 | 10500037 | NO | M | NO | JAR WIPER,H/L,2006,PN:85315-0K010 | EA | ERSA | Ordered | 10500037 | 10500037
MM29 | 10500038 | NO | M | NO | HEAD LAMP,H/L,2012,LH,PN:81170-0K0390 | EA | ERSA | Ordered | 10500038 | 10500038
MM29 | 10500039 | NO | M | NO | AC COMRESSOR FOR ISUZU TRUCKHEAD | EA | ERSA | Ordered | 10500039 | 10500039
EM04 | 10500041 | NO | M | NO | BATTERY, 80D26L, 70AH, ACDELCO | EA | ERSA | Ordered | 10500041 | 10500041
EM04 | 10500042 | NO | M | NO | BATTERY,N70,12V DRY CHARGED,CHALLENGER | EA | ERSA | Ordered | 10500042 | 10500042
AM03 | 10600000 | NO | M | MCBKU0026 | BED SHEET,WITH PILLOW CASE. | EA | ZOFC | Ordered | 10600000 | 10600000
AM06 | 10600009 | NO | M | CNSTN0030 | DOUBLE CLIP,FOLDBACK,1-1/4", 12 PCS/PKT | PAC | ZOFC | Ordered | 10600009 | 10600009
AM04 | 10600010 | NO | M | CNCON0700 | GAS,FREON,R-22,CLEAR, 13.8 KG CYLINDER | EA | ZOFC | Ordered | 10600010 | 10600010
AM01 | 10600011 | NO | M | CNCON0330 | WATER CONTAINER,IGLOO,50 LITERS | EA | ZOFC | Ordered | 10600011 | 10600011
AM04 | 10600012 | NO | M | MCCMP0004 | GAS,LPG COOKING,FILLED IN TANKS | KG | ZOFC | Ordered | 10600012 | 10600012
AM06 | 10600024 | NO | M | OSOFC0404 | GLUE STICK,BIG TUBE,UHU,21GRMS, | EA | ZOFC | Ordered | 10600024 | 10600024
AM05 | 10600034 | NO | M | OSOFC0596 | PAPER WATER CUP,CONE TYPE,5000PCS/BOX | BOX | ZOFC | Ordered | 10600034 | 10600034
ITM7 | 10600038 | X | M | CMMOD0016 | MODEM,TELENETICS,DSP9612-LV,10TO53VDC | EA | ZOFC | Ordered | 10600038 | 10600038
AM06 | 10600042 | NO | M | CNSTN0060 | POST-IT NOTE,2x1.5" | PAC | ZOFC | Ordered | 10600042 | 10600042
AM02 | 10600045 | NO | M | CNMSL0035 | COTTON RUGS,MIX COLOR,28 Kgs./Bundle | PAC | ZOFC | Ordered | 10600045 | 10600045
AM06 | 10600052 | NO | M | CNCON0713 | MARAFIQ COUPON BOOKLET,BIG TANKER,30 QMT | EA | ZOFC | Ordered | 10600052 | 10600052
AM06 | 10600053 | NO | M | CNSTN0016 | RECORD BOOK,A4,100 SHEETS | EA | ZOFC | Ordered | 10600053 | 10600053
AM07 | 10600060 | NO | M | CNMSL0066 | DUST MASK,3M,8210,20 EA/box | EA | ZOFC | Ordered | 10600060 | 10600060
AM06 | 10600062 | NO | M | OSOFC0762 | STAPLER,MAX,HD-50DF,3",210,2TO30SHT,20LB | EA | ZOFC | Ordered | 10600062 | 10600062
AM05 | 10600067 | NO | M | OSOFC0731 | PAPER,TOILET,12 ROLLS/BUNDLE | PAC | ZOFC | Ordered | 10600067 | 10600067
AM05 | 10600069 | NO | M | OSOFC0692 | RFID CARD,FOR EDISECURE ID PRINTER | EA | ZOFC | Ordered | 10600069 | 10600069
AM06 | 10600074 | NO | M | OSOFC0399 | STAPLER,ORDINARY,GOOD QUALITY | EA | ZOFC | Ordered | 10600074 | 10600074
AM06 | 10600075 | NO | M | CNSTN0032 | PLASTIC FOLDER/FILE,LW-320 | EA | ZOFC | Ordered | 10600075 | 10600075
AM02 | 10600077 | NO | M | MCBKU0025 | MATTRESS,10cm THK,MEDICATED,5 YEAR | EA | ZOFC | Ordered | 10600077 | 10600077
AM02 | 10600083 | NO | M | OSOFC0706 | BRUSH,CLEANING BROOM,SOFT,W/ STICK,BLACK | EA | ZOFC | Ordered | 10600083 | 10600083
AM06 | 10600084 | NO | M | OSOFC0012 | BALLPEN,FABER CASTELL,RED | EA | ZOFC | Ordered | 10600084 | 10600084
AM02 | 10600089 | NO | M | OSOFC0715 | SOAP,LIQUID,HAND WASH | EA | ZOFC | Ordered | 10600089 | 10600089
AM02 | 10600090 | NO | M | MCCMP0003 | GAS STOVE,2 BURNERS | EA | ZOFC | Ordered | 10600090 | 10600090
AM03 | 10600091 | NO | M | NO | DINING TABLE,WOODEN,1 x 1 m | EA | ZOFC | Ordered | 10600091 | 10600091
AM03 | 10600092 | NO | M | MCBKU0003 | BED SHEET,SINGLE,WITH TWO PILLOW CASE | EA | ZOFC | Ordered | 10600092 | 10600092
AM02 | 10600093 | NO | M | MCBKU0005 | MATTRESS,15cm THK | EA | ZOFC | Ordered | 10600093 | 10600093
AM03 | 10600094 | NO | M | MCBKU0024 | PILLOW,1 KG | RL | ZOFC | Ordered | 10600094 | 10600094
ITM2 | 10600096 | NO | M | ITLPT0010 | LAPTOP,HP,NB 6570B,I5,2.5GHz,4GB,500GB | PC | ZOFC | Ordered | 10600096 | 10600096
ITM4 | 10600102 | NO | M | OSOFC0689 | RIBBON,4 PANEL COLOR,EDISECURE,XIDI | EA | ZOFC | Ordered | 10600102 | 10600102
ITM5 | 10600103 | NO | M | OSOFC0690 | ART RETRANSFER FILM,EDISECURE,XID 5XXIE | EA | ZOFC | Ordered | 10600103 | 10600103
AM05 | 10600105 | NO | M | OSOFC0701 | GARBAGE BAG,PLASTIC,50 GAL. 10PC/PKT | PAC | ZOFC | Ordered | 10600105 | 10600105
AM03 | 10600106 | NO | M | OSOFC0835 | SEPARATOR,HANG FOLDER,F/FILE CABINET,WHT | EA | ZOFC | Ordered | 10600106 | 10600106
AM06 | 10600107 | NO | M | CNSTN0033 | BINDER,1.5",A4 SIZE,2-HOLE,WHITE | EA | ZOFC | Ordered | 10600107 | 10600107
AM06 | 10600108 | NO | M | CNSTN0035 | STAPLE PIN REMOVER,HEAVY DUTY | EA | ZOFC | Ordered | 10600108 | 10600108
ITM7 | 10600110 | NO | M | ITHNW0005 | SWITCH,D-LINK,DES-1026G,RACK MOUNT,19" | EA | ZOFC | Ordered | 10600110 | 10600110
AM05 | 10600111 | NO | M | OSOFC0720 | FRESHENER,AIR,GLADE,SPRAY TYPE | EA | ZOFC | Ordered | 10600111 | 10600111
AM05 | 10600119 | NO | M | OSOFC0560 | GARBAGE BAG,50gal CAPACITY | PAC | ZOFC | Ordered | 10600119 | 10600119
AM02 | 10600122 | NO | M | OSOFC0705 | CLOROX,6 GAL/CASE,30 L/DRUM | EA | ZOFC | Ordered | 10600122 | 10600122
ITM1 | 10600130 | NO | M | ITPRN0010 | PRINTER,EPSON,DLQ3500,220V,360x180DPI | EA | ZOFC | Ordered | 10600130 | 10600130
AM06 | 10600134 | NO | M | OSOFC0450 | GLUE STICK,SOLVENT FREE,UHU,21g | EA | ZOFC | Ordered | 10600134 | 10600134
AM02 | 10600142 | NO | M | OSOFC0916 | CLING FILM,45cm x 6.5kg | RL | ZOFC | Ordered | 10600142 | 10600142
AM06 | 10600144 | NO | M | OSOFC0935 | BINDER,2",WHITE,2 HOLE, A4 -SIZE | EA | ZOFC | Ordered | 10600144 | 10600144
AM06 | 10600145 | NO | M | OSOFC0936 | BINDER,1",WHITE,2 HOLE, A4 - SIZE | EA | ZOFC | Ordered | 10600145 | 10600145
AM06 | 10600146 | NO | M | OSOFC0937 | SIGN PEN,UNI BALL,0.5MM,BLUE | EA | ZOFC | Ordered | 10600146 | 10600146
AM06 | 10600155 | NO | M | NO | INDEX DIVIDER,A4,1-20 TABS | SET | ZOFC | Ordered | 10600155 | 10600155
AM02 | 10600158 | NO | M | MICON0414 | AC 90, MULTI PURPOSE SPRAY | EA | ZOFC | Ordered | 10600158 | 10600158
AM05 | 10600165 | NO | M | OSUCL0020 | SHIRT,DICKIES,36,BS,WITH JAL LOGO | EA | ZOFC | Ordered | 10600165 | 10600165
AM06 | 10600170 | NO | M | CNSTN0005 | DOUBLE CLIP,FOLDBACK,1",12PCS/PKT | PAC | ZOFC | Ordered | 10600170 | 10600170
AM05 | 10600173 | NO | M | CNPNT0006 | PAINT MARKER,SNOWMAN,BLACK,12/BOX | EA | ZOFC | Ordered | 10600173 | 10600173
AM06 | 10600174 | NO | M | CNSTN0014 | BOX FILE,A4,3"CAPACITY,30PCS/BOX | EA | ZOFC | Ordered | 10600174 | 10600174
ITM5 | 10600175 | NO | M | CNCON0390 | CARTRIDGE,INK,HP,C4913A,YELLOW,800PS | EA | ZOFC | Ordered | 10600175 | NO
AM02 | 10600176 | NO | M | CNMSL0027 | CONTACT CLEANER,C.R.C,12 CAN/BOX | EA | ZOFC | Ordered | 10600176 | 10600176
AM06 | 10600177 | NO | M | CNSTN0010 | PAPER FASTENER,METAL,50 SET/PAC | PAC | ZOFC | Ordered | 10600177 | 10600177
AM06 | 10600180 | NO | M | OSOFC0391 | HIGHLIGHTER,FABER CASTELL,YELLOW | EA | ZOFC | Ordered | 10600180 | 10600180
AM06 | 10600188 | NO | M | CNSTN0046 | RUBBER ERASER | EA | ZOFC | Ordered | 10600188 | 10600188
AM06 | 10600195 | NO | M | CNSTN0018 | CORRECTION PEN,ROCO | EA | ZOFC | Ordered | 10600195 | 10600195
AM06 | 10600198 | NO | M | CNSTN0041 | WRITING PAD,A4 | PAC | ZOFC | Ordered | 10600198 | 10600198
AM06 | 10600199 | NO | M | CNSTN0039 | PAPER PUNCHER,2-HOLE,ORDINARY | EA | ZOFC | Ordered | 10600199 | 10600199
IM15 | 10600207 | NO | M | OSOFC0999 | HARD DISK,HP,418399-001,146GB SAS-DUAL | PC | ZOFC | Ordered | 10600207 | 10600207
AM06 | 10600217 | NO | M | CNSTN0104 | COPY PAPER,A3,500 Shts/Rm,5RM/BOX | RM | ZOFC | Ordered | 10600217 | 10600217
AM06 | 10600228 | NO | M | CNSTN0061 | RECORD BOOK,A5,100 SHEETS | EA | ZOFC | Ordered | 10600228 | 10600228
ITM7 | 10600229 | NO | M | CMMOD0007 | MODEM,BELL 202,115V | EA | ZOFC | Ordered | 10600229 | NO
AM06 | 10600234 | NO | M | CNSTN0052 | DOUBLE CLIP,FOLDBACK,0.5",12 Pcs/Pkt | PAC | ZOFC | Ordered | 10600234 | 10600234
ITM2 | 10600240 | NO | M | CNSTN0051 | COMPACT DISK,RECORDABLE (CD-R) | EA | ZOFC | Ordered | 10600240 | 10600240
AM06 | 10600241 | NO | M | CNSTN0044 | PENCIL,WITH ERASER HEAD | EA | ZOFC | Ordered | 10600241 | 10600241
AM04 | 10600243 | NO | M | CNCON0682 | ANTISCALANT,AESARABIA,AQUACARE-132,25l | EA | ZOFC | Ordered | 10600243 | 10600243
AM06 | 10600247 | NO | M | CNSTN0040 | WRITING PAD,5x8" | EA | ZOFC | Ordered | 10600247 | 10600247
AM06 | 10600250 | NO | M | CNSTN0009 | COPY PAPER,LETTER,8.5x11",5 Rms/Box | RM | ZOFC | Ordered | 10600250 | 10600250
AM05 | 10600257 | NO | M | CNCON0256 | PLASTIC CHAIR,ORDINARYTYPE,WHITE(STRONG) | EA | ZOFC | Ordered | 10600257 | 10600257
AM06 | 10600262 | NO | M | CNSTN0067 | MARKER,WHITE BOARD,MAXI,BLACK,12PCS/BOX | EA | ZOFC | Ordered | 10600262 | 10600262
AM05 | 10600269 | NO | M | OSOFC0867 | LIQUID SOAP,FLOOR CLEANING,DAC,BIG SIZE | EA | ZOFC | Ordered | 10600269 | 10600269
ITM5 | 10600270 | NO | M | OSOFC0582 | TONER,KONICA,TN211,BLACK,F/COPIER B250 | EA | ZOFC | Ordered | 10600270 | 10600270
ITM2 | 10600272 | NO | M | BTLPT0001 | BATTERY,LAPTOP,HP,628368-541,FOR LAPTOP | EA | ZOFC | Ordered | 10600272 | 10600272
ITM5 | 10600284 | NO | M | OFCON0044 | TONER,KONICA,MNCPCOTNC220M,MAGENTA,TN216 | EA | ZOFC | Ordered | 10600284 | 10600284
AM06 | 10600285 | NO | M | CNSTN0070 | MARKER,WHITE BOARD,BLUE | EA | ZOFC | Ordered | 10600285 | 10600285
AM06 | 10600286 | NO | M | OSOFC0231 | BALLPEN,ORDINARY,BLUE | EA | ZOFC | Ordered | 10600286 | 10600286
ITM5 | 10600288 | NO | M | OFCON0043 | TONER,KONICA,MNCPCOTNC220Y,YELLOW,TN-216 | EA | ZOFC | Ordered | 10600288 | 10600288
AM06 | 10600292 | NO | M | OSOFC0236 | HIGHLIGHTER,SET OF FOUR | SET | ZOFC | Ordered | 10600292 | 10600292
AM05 | 10600293 | NO | M | NICON0119 | CERAMIC CUP,NOS. 5 | EA | ZOFC | Ordered | 10600293 | 10600293
ITM5 | 10600296 | NO | M | OSCRT0038 | CARTRIDGE,TONER,TN414,DEVELOP INEO 423 | EA | ZOFC | Ordered | 10600296 | 10600296
AM06 | 10600299 | NO | M | OSOFC1016 | BINDER,1",A3,3-HOLE | EA | ZOFC | Ordered | 10600299 | 10600299
AM06 | 10600303 | NO | M | OSOFC0029 | STAPLER PIN,5000/BOX 26/6 NO.35 | PAC | ZOFC | Ordered | 10600303 | 10600303
AM06 | 10600309 | NO | M | OSOFC0061 | PERMANENT MARKER,MAXI,RED,12 PCS/BOX | EA | ZOFC | Ordered | 10600309 | NO
AM04 | 10600310 | NO | M | OFCON0013 | HYPOCHLORITE,SODIUM,30 LITERS/DRUM | EA | ZOFC | Ordered | 10600310 | 10600310
AM06 | 10600313 | NO | M | OSOFC0063 | PERMANENT MARKER,MAXI,BLACK,12 PCS/BOX | EA | ZOFC | Ordered | 10600313 | 10600313
AM06 | 10600315 | NO | M | NO | INDEX DIVIDER, A4, 1-15 TABS | SET | ZOFC | Ordered | 10600315 | 10600315
AM06 | 10600316 | NO | M | OSOFC0212 | POST IT NOTE,3M,5x3" | EA | ZOFC | Ordered | 10600316 | 10600316
AM06 | 10600326 | NO | M | OSOFC0062 | PERMANENT MARKER,MAXI,BLUE,12 PCS/BOX | EA | ZOFC | Ordered | 10600326 | 10600326
AM06 | 10600327 | NO | M | OSOFC0266 | BALLPEN,FABER CASTELL,GREEN | EA | ZOFC | Ordered | 10600327 | 10600327
AM05 | 10600329 | NO | M | OEOFE0001 | CALCULATOR,CASIO,DJ120,12-DIGIT,SOLAR | EA | ZOFC | Ordered | 10600329 | 10600329
AM02 | 10600330 | NO | M | OFCON0012 | CAUSTIC SODA,49%,30 LITERS/DRUM | EA | ZOFC | Ordered | 10600330 | 10600330
AM02 | 10600331 | NO | M | OFCON0014 | ACID,SULPHURIC,98% CON,20 LITERS/DRUM | EA | ZOFC | Ordered | 10600331 | 10600331
AM02 | 10600332 | NO | M | OFCON0033 | SOAP,DISHWASHING LIQUID | EA | ZOFC | Ordered | 10600332 | 10600332
ITM5 | 10600333 | NO | M | OFCON0042 | TONER,KONICA,MNCPCOTN/C220K,BLACK,TN-216 | EA | ZOFC | Ordered | 10600333 | 10600333
ITM4 | 10600334 | NO | M | OFCON0055 | PHOTO CONDUCTOR UNIT,EPSON,FOR CX11NF | EA | ZOFC | Ordered | 10600334 | 10600334
AM06 | 10600336 | NO | M | OSOFC0306 | BALLPEN,FABER CASTELL,BLACK | EA | ZOFC | Ordered | 10600336 | 10600336
AM06 | 10600337 | NO | M | OSOFC0111 | ENVELOPE,BROWN,25x38cm,4 COLOR PRINTING | EA | ZOFC | Ordered | 10600337 | 10600337
AM02 | 10600338 | NO | M | OFCON0040 | TOILET CLEANER, 101, REGULAR | EA | ZOFC | Ordered | 10600338 | 10600338
ITM5 | 10600339 | NO | M | OFCON0045 | TONER,KONICA,MNCPCOTN/C220C,CYAN,TN-216 | EA | ZOFC | Ordered | 10600339 | 10600339
AM06 | 10600345 | NO | M | OSOFC0230 | FOLDER,MANILA,A4,100 PCS/BOX | EA | ZOFC | Ordered | 10600345 | 10600345
AM06 | 10600349 | NO | M | OSOFC0301 | PENCIL SHARPENER, | EA | ZOFC | Ordered | 10600349 | 10600349
AM06 | 10600354 | NO | M | OSOFC0233 | MEASURING SCALE,RULER,30cm | EA | ZOFC | Ordered | 10600354 | 10600354
ITM5 | 10600356 | NO | M | OSOFC0584 | TONER,HP,05A,BLACK,FOR PRINTER 2055D | EA | ZOFC | Ordered | 10600356 | 10600356
AM06 | 10600362 | NO | M | CNSTN0152 | PHOTO PAPER,ADVANCED,HP,Q8698A,210x297mm | RM | ZOFC | Ordered | 10600362 | 10600362
AM06 | 10600363 | NO | M | EICON2187 | THINNER,HEMPELS,08080 | EA | ZOFC | Ordered | 10600363 | 10600363
ITM1 | 10600369 | X | M | EMLSY0024 | TEST SET,ASE2000,APPLIED SYSTEMS,ASE200+ | EA | ZOFC | Ordered | 10600369 | 10600369
AM06 | 10600372 | NO | M | OSOFC0243 | HANGING FILE,GREEN,25/BOX | EA | ZOFC | Ordered | 10600372 | 10600372
AM06 | 10600381 | NO | M | CNSTN0023 | Copy Paper A4 Size (500Shts/Rm, 5Rm/Box) | RM | ZOFC | Ordered | 10600381 | 10600381
AM06 | 10600382 | NO | M | CNSTN0045 | Double Clip (Foldback) 2" - (12 Pcs/Boxs | PC | ZOFC | Ordered | 10600382 | 10600382
AM06 | 10600384 | NO | M | CNSTN0106 | Rubber Band | BOX | ZOFC | Ordered | 10600384 | 10600384
AM03 | 10600386 | NO | M | EICON3066 | Telephone Outlets, Wall Mounted, (Boxes | EA | ZOFC | Ordered | 10600386 | 10600386
AM03 | 10600389 | NO | M | MCBKU0009 | Pillow | EA | ZOFC | Ordered | 10600389 | 10600389
AM03 | 10600390 | NO | M | MCBKU0031 | Bed Sheet - Single | EA | ZOFC | Ordered | 10600390 | 10600390
AM03 | 10600391 | NO | M | MCBKU0032 | Blanket - Single | EA | ZOFC | Ordered | 10600391 | 10600391
ITM4 | 10600394 | NO | M | OSCRT0039 | Toner Cartridge TN711K (Black) - Model: | EA | ZOFC | Ordered | 10600394 | 10600394
ITM4 | 10600395 | NO | M | OSCRT0040 | Toner Cartridge TN711C (Cyan) - Model: | EA | ZOFC | Ordered | 10600395 | 10600395
ITM4 | 10600396 | NO | M | OSCRT0041 | Toner Cartridge TN711M (Megenta)- Model | EA | ZOFC | Ordered | 10600396 | 10600396
ITM4 | 10600397 | NO | M | OSCRT0042 | Toner Cartridge TN711Y (Yellow) - Model | EA | ZOFC | Ordered | 10600397 | 10600397
AM06 | 10600399 | NO | M | OSOFC0030 | DRUM UNIT, KONICA MINOLTA, B-363 | EA | ZOFC | Ordered | 10600399 | 10600399
AM06 | 10600400 | NO | M | OSOFC0060 | Paint Marker - Color: White, Japan | EA | ZOFC | Ordered | 10600400 | 10600400
AM06 | 10600402 | NO | M | OSOFC0452 | Paper Clips, Medium | PAC | ZOFC | Ordered | 10600402 | 10600402
AM06 | 10600406 | NO | M | OSOFC0958 | RIBBON,LABELLING MACHINE,TZ-231,12mm | EA | ZOFC | Ordered | 10600406 | 10600406
AM06 | 10600430 | NO | M | OSOFC0453 | STAPLE PIN REMOVER | EA | ZOFC | Ordered | 10600430 | 10600430
AM06 | 10600431 | NO | M | OSOFC0533 | SCISSOR,MEDIUM SIZE | EA | ZOFC | Ordered | 10600431 | 10600431
AM06 | 10600445 | NO | M | OSOFC0353 | Business Cards - Size: Standard | EA | ZOFC | Ordered | 10600445 | 10600445
AM02 | 10600451 | NO | M | EICON2428 | CottonWaste(20Kgs./Bundle)-White | PAC | ZOFC | Ordered | 10600451 | 10600451
AM07 | 10600455 | NO | M | OSUCL0005 | SHIRT & PANT - NAVY BLUE COLOR, ORDINARY | SET | ZOFC | Ordered | 10600455 | 10600455
AM03 | 10600472 | NO | M | MCBKU0027 | BLANKET-MADEINKOREA | EA | ZOFC | Ordered | 10600472 | 10600472
AM03 | 10600474 | NO | M | CNACC0003 | CARPETFORPORTACABIN | M | ZOFC | Ordered | 10600474 | 10600474
AM02 | 10600480 | NO | M | OFCON0011 | A-50 DE CHLORINATION-25 LTR/DRUM | L | ZOFC | Ordered | 10600480 | 10600480
AM02 | 10600482 | NO | M | OFCON0010 | A-50-3 ANTI ASCILANT-25LTR/DRUM | L | ZOFC | Ordered | 10600482 | 10600482
MM06 | 10600483 | NO | M | OFCON0022 | CARTRIDGE FILTER 5 MICRON 30 | EA | ZOFC | Ordered | 10600483 | 10600483
AM02 | 10600484 | NO | M | OSOFC0707 | BRUSH, SOFT BROOM W/STICK | EA | ZOFC | Ordered | 10600484 | 10600484
AM05 | 10600486 | NO | M | CNCON0837 | CAUSTIC SODA, (30 LTR/DRUM) | DR | ZOFC | Ordered | 10600486 | 10600486
ITM4 | 10600488 | NO | M | OSCRT0043 | TONER BLACK - CE410A, LASERJET PRINTER | EA | ZOFC | Ordered | 10600488 | 10600488
ITM4 | 10600489 | NO | M | OSCRT0046 | TONER - YELLOW, CE412A, LASERJET PRINTER | EA | ZOFC | Ordered | 10600489 | 10600489
ITM4 | 10600490 | NO | M | OSCRT0044 | TONER - CYAN - CE411A, LASERJET PRINTER | EA | ZOFC | Ordered | 10600490 | 10600490
ITM4 | 10600491 | NO | M | OSCRT0045 | TONER - MAGENTA -CE413A, LASERJET PRT | EA | ZOFC | Ordered | 10600491 | 10600491
AM05 | 10600500 | NO | M | OSCRT0048 | CARTRIDGE , 20mL BLACK, P/N: 5146662, | EA | ZOFC | Ordered | 10600500 | 10600500
ITM2 | 10600501 | NO | M | ITLPT0012 | LAPTOP, DELL XPS13 i7 13.3" 16GB 1TB HD | EA | ZOFC | Ordered | 10600501 | 10600501
AM02 | 10600510 | NO | M | OFCON0031 | BRUSH, NYLON BROOM | EA | ZOFC | Ordered | 10600510 | 10600510
AM03 | 10600520 | NO | M | NO | SAS FURNITURE - PROTOTYPE | SET | ZOFC | Ordered | 10600520 | 10600520
AM02 | 10600532 | NO | M | N/A | FLOOR CLEANING LQUID (DISINFECTANT) | DR | ZOFC | Ordered | 10600532 | 10600532
AM02 | 10600533 | NO | M | N/A | TIDE CLEANING POWER, 25 KG / BAG | BAG | ZOFC | Ordered | 10600533 | 10600533
AM07 | 10600534 | NO | M | N/A | JACKET, FRC (WINTER) | EA | ZOFC | Ordered | 10600534 | 10600534
AM03 | 10600540 | NO | M | N/A | PLASTIC DINING TABLE, ROUND | EA | ZOFC | Ordered | 10600540 | 10600540
AM07 | 10600550 | NO | M | N/A | SMOKE DETECTOR,JSB, FNX533, | EA | ZOFC | Ordered | 10600550 | 10600550
AM07 | 10600552 | NO | M | N/A | JACKET-WINTER, W/JAL LOGO | EA | ZOFC | Ordered | 10600552 | 10600552
AM07 | 10600553 | NO | M | N/A | UNIFORM - SECURITY W/JAL LOGO & BELT | SET | ZOFC | Ordered | 10600553 | 10600553
ITM6 | 10600554 | NO | M | N/A | PROGRAMMING SOFTWARE,6ED1058-0BA08-0YA1, | EA | ZOFC | Ordered | 10600554 | 10600554
AM05 | 10600555 | NO | M | NO | DRAWING HANGER/STAND,A0 PAPER SIZE | EA | ZOFC | Ordered | 10600555 | 10600555
AM03 | 10600556 | NO | M | NO | BLANKET, 4 KG | EA | ZOFC | Ordered | 10600556 | 10600556
AM05 | 10600560 | NO | M | NO | JAL LETTER HEAD,RM OF 500 PAGES | RM | ZOFC | Ordered | 10600560 | 10600560
AM05 | 10600561 | NO | M | NO | DRUM UNIT,BLACK TYPE DR 711K (300 K) FCR | EA | ZOFC | Ordered | 10600561 | 10600561
AM05 | 10600562 | NO | M | NO | IMAGING UNIT,YELLOW,TYPE IU - 711Y | EA | ZOFC | Ordered | 10600562 | 10600562
AM05 | 10600563 | NO | M | NO | IMAGING UNIT, MAGENTA, TYPE-IU - 711M | EA | ZOFC | Ordered | 10600563 | 10600563
AM05 | 10600564 | NO | M | NO | IMAGING UNIT, CYAN, TYPE-IU - 711C | EA | ZOFC | Ordered | 10600564 | 10600564
AM03 | 10600565 | NO | M | NO | OFFICE CHAIR, WHEELED WITH ARM REST, | EA | ZOFC | Ordered | 10600565 | 10600565
AM03 | 10600568 | NO | M | NO | PLASTIC CHAIR,HEAVY DUTY TYPE | EA | ZOFC | Ordered | 10600568 | 10600568
ITM2 | 10600580 | X | M | NO | LAPTOP,DELL INSPIRON 5567, I7, 8GB RAM, | EA | ZOFC | Ordered | 10600580 | 10600580
AM07 | 10600600 | NO | M | NO | LONG SLEEVE SHIRT & PANT, FRC 12 | SET | ZOFC | Ordered | 10600600 | 10600600
AM07 | 10600601 | NO | M | NO | LONG SLEEVE SHIRT & PANT, HRC 2 | SET | ZOFC | Ordered | 10600601 | 10600601
ITM7 | 10600602 | NO | M | NO | PSTN & LL MODEM, TD-36 485LV, WESTERMO | EA | ZOFC | Ordered | 10600602 | 10600602
AM06 | 10600619 | NO | M | NO | CARTRIDGE, TONER, 6705 | EA | ZOFC | Ordered | 10600619 | 10600619
AM06 | 10600620 | NO | M | NO | CARTRIDGE,TONER,BIZHUB-C221,BLACK-TN220K | EA | ZOFC | Ordered | 10600620 | 10600620
AM06 | 10600621 | NO | M | NO | CARTRIDGE,TONER,BIZHUB-C221,BLUE-TN220K | EA | ZOFC | Ordered | 10600621 | 10600621
AM06 | 10600622 | NO | M | NO | CARTRIDGE,TONER,BIZHUB-C221,RED-TN220K | EA | ZOFC | Ordered | 10600622 | 10600622
AM06 | 10600623 | NO | M | NO | CARTRIDGE,TONER,BIZHUB-C221,YELLO-TN220K | EA | ZOFC | Ordered | 10600623 | 10600623
AM06 | 10600624 | NO | M | NO | A2 PAPER ROLL, PART# 506P11508 | RL | ZOFC | Ordered | 10600624 | 10600624
ITM5 | 10600625 | NO | M | NO | DRUM UNIT, KONICA MINOLTA BIZZHUB 423 | EA | ZOFC | Ordered | 10600625 | 10600625
ITM5 | 10600626 | NO | M | NO | DEVELOPER, KONICA MINOLTA BIZZHUB 423 | EA | ZOFC | Ordered | 10600626 | 10600626
ITM5 | 10600627 | NO | M | NO | TRFR ROLL UNIT,KONICA MINOLTA BIZHUB 423 | EA | ZOFC | Ordered | 10600627 | 10600627
ITM5 | 10600628 | NO | M | NO | FUSING UNIT, KONICA MINOLTA BIZZHUB 423 | EA | ZOFC | Ordered | 10600628 | 10600628
ITM5 | 10600629 | NO | M | NO | LOCK LEVER, KONICA MINOLTA BIZZHUB 423 | EA | ZOFC | Ordered | 10600629 | 10600629
ITM5 | 10600630 | NO | M | NO | S ROLL, KONICA MINOLTA BIZHUB 423 | EA | ZOFC | Ordered | 10600630 | 10600630
ITM5 | 10600631 | NO | M | NO | ADF REGU PLATE KONICA MINOLTA BIZHUB 423 | EA | ZOFC | Ordered | 10600631 | 10600631
ITM5 | 10600632 | NO | M | NO | ROLLER, KONICA MINOLTA BIZZHUB 423 | EA | ZOFC | Ordered | 10600632 | 10600632
AM05 | 10600633 | NO | M | NO | DEVELOPER, KONICA MINOLTA, B-363 | EA | ZOFC | Ordered | 10600633 | 10600633
AM06 | 10600634 | NO | M | NO | WRITING PAD - A4, WHITE COLOR | EA | ZOFC | Ordered | 10600634 | 10600634
AM06 | 10600635 | NO | M | NO | WRITING PAD - A4, YELLOW COLOR | EA | ZOFC | Ordered | 10600635 | 10600635
AM06 | 10600636 | NO | M | NO | POST IT NOTE, 3" x 3" | EA | ZOFC | Ordered | 10600636 | 10600636
AM05 | 10600637 | NO | M | NO | ADHESIVE STICKER,2x1 inch | EA | ZOFC | Ordered | 10600637 | 10600637
AM05 | 10600638 | NO | M | NO | FLOOR MAT, 36 SQMM | RL | ZOFC | Ordered | 10600638 | 10600638
AM02 | 10600639 | NO | M | NO | BRUSH,CLEANING BROOM,HARD,W/STICK,RED | EA | ZOFC | Ordered | 10600639 | 10600639
AM07 | 10600640 | NO | M | NO | WELDING RESPIRATOR MASK,8512, N95, 3M | EA | ZOFC | Ordered | 10600640 | 10600640
AM05 | 10600642 | NO | M | NO | INSPECTION TAG | EA | ZOFC | Ordered | 10600642 | 10600642
AM07 | 10600643 | NO | M | NO | ESCAPE FILTER DRAGER PARAT 3100 (ESCAPE+ | EA | ZOFC | Ordered | 10600643 | 10600643
AM05 | 10600644 | NO | M | NO | INSECT KILLER 110/220 VOLT | EA | ZOFC | Ordered | 10600644 | 10600644
AM02 | 10600646 | NO | M | NO | FLOOR CLEANING MOP WITH STICK | EA | ZOFC | Ordered | 10600646 | 10600646
AM02 | 10600647 | NO | M | NO | STEEL WIRE WOOL SPONGE (WIRE SPONGE) | EA | ZOFC | Ordered | 10600647 | 10600647
ITM5 | 10600651 | NO | M | NO | BATTERY, LAPTOP, HP, CC06 | EA | ZOFC | Ordered | 10600651 | 10600651
AM05 | 10600653 | NO | M | NO | FLASH LIGHT W/ AA BATTERY | EA | ZOFC | Ordered | 10600653 | 10600653
AM05 | 10600657 | NO | M | NO | TOOL BAG FOR TECHNICIAN - SMALL | EA | ZOFC | Ordered | 10600657 | 10600657
AM02 | 10600660 | NO | M | NO | WIPER - FLOOR CLEANING W/STIC, BIG SIZE | EA | ZOFC | Ordered | 10600660 | 10600660
AM02 | 10600661 | NO | M | NO | DUST PAN WITH HANDLE | EA | ZOFC | Ordered | 10600661 | 10600661
AM07 | 10600663 | NO | M | NO | SAFETY VEST, GREEN, 3M, 100% POLYESTER | EA | ZOFC | Ordered | 10600663 | 10600663
AM05 | 10600670 | NO | M | NO | DOOR LOCK SET (ROUND) | EA | ZOFC | Ordered | 10600670 | 10600670
AM05 | 10600675 | NO | M | NO | TOOL BAG FOR TECHNICIAN - MEDIUM | EA | ZOFC | Ordered | 10600675 | 10600675
AM05 | 10600676 | NO | M | NO | WOODEN STICK, FOR BROOMS, WIPER & MOPS | EA | ZOFC | Ordered | 10600676 | 10600676
AM07 | 10600677 | NO | M | NO | FIRST AID BOX, UL LISTED, | EA | ZOFC | Ordered | 10600677 | 10600677
AM07 | 10600678 | NO | M | NO | SELF-CONTAINED BREATING APPARATUS, UL | EA | ZOFC | Ordered | 10600678 | 10600678
ITM4 | 10600680 | NO | M | NO | TONER, TN-217,A2020D1 | EA | ZOFC | Ordered | 10600680 | 10600680
AM05 | 10600690 | NO | M | NO | PLASTIC BIN SIZE 3,L241xW152xH127xD197mm | EA | ZOFC | Ordered | 10600690 | 10600690
AM05 | 10600691 | NO | M | NO | PLASTIC BIN SIZE 4,L356xW203xH127xD298mm | EA | ZOFC | Ordered | 10600691 | 10600691
AM05 | 10600692 | NO | M | NO | PLASTIC BIN SIZE 5,L356xW203xH178xD298mm | EA | ZOFC | Ordered | 10600692 | 10600692
AM05 | 10600694 | NO | M | NO | PLASTIC BIN SIZE 7,L508xW305xH203xD445mm | EA | ZOFC | Ordered | 10600694 | 10600694
AM05 | 10600697 | NO | M | NO | SMALL GAUZE LIGAMENT FOR WOUNDS | EA | ZOFC | Ordered | 10600697 | 10600697
AM05 | 10600698 | NO | M | NO | BAGS OF STERILE COTTON 50 GRAMS | EA | ZOFC | Ordered | 10600698 | 10600698
AM05 | 10600699 | NO | M | NO | ONE BOTTLE OF EYE IRRIGATION | EA | ZOFC | Ordered | 10600699 | 10600699
AM05 | 10600701 | NO | M | NO | ROLLER OF PLASTER | EA | ZOFC | Ordered | 10600701 | 10600701
AM05 | 10600702 | NO | M | NO | STERILE SWAB | EA | ZOFC | Ordered | 10600702 | 10600702
AM05 | 10600703 | NO | M | NO | SMALL BANDAGE 5 CM | EA | ZOFC | Ordered | 10600703 | 10600703
AM05 | 10600704 | NO | M | NO | BURN CREAM | EA | ZOFC | Ordered | 10600704 | 10600704
AM05 | 10600705 | NO | M | NO | TRIANGLE GAUZE | EA | ZOFC | Ordered | 10600705 | 10600705
AM05 | 10600706 | NO | M | NO | 500 mm OF BETADINE | EA | ZOFC | Ordered | 10600706 | 10600706
AM05 | 10600707 | NO | M | NO | PANADOL/FIFADOL | EA | ZOFC | Ordered | 10600707 | 10600707
AM05 | 10600708 | NO | M | NO | ADHESIVE BANDAGE | EA | ZOFC | Ordered | 10600708 | 10600708
AM03 | 10600709 | NO | M | NO | STEEL CABINET, SINGLE DOOR | EA | ZOFC | Ordered | 10600709 | 10600709
ITM2 | 10600710 | NO | M | NO | COMPUTER MONITOR, SIZE 24" | EA | ZOFC | Ordered | 10600710 | 10600710
ITM5 | 10600711 | NO | M | NO | SYSTIMAX UPT GIGA SPEED XL CABLE,CAT-6, | M | ZOFC | Ordered | 10600711 | 10600711
ITM5 | 10600712 | NO | M | NO | RJ 45 CONNECTORS | EA | ZOFC | Ordered | 10600712 | 10600712
ITM5 | 10600713 | NO | M | NO | SOCKET, 2 PORT RJ45, CAT 6, NETWORK LINE | EA | ZOFC | Ordered | 10600713 | 10600713
ITM4 | 10600715 | NO | M | NO | TONER–TN323,BIZHUB 367,KONICA MINOLTA | EA | ZOFC | Ordered | 10600715 | 10600715
ITM4 | 10600720 | NO | M | NO | FUSER ASSEMBLY R-8 (FOR MODEL C-7020) | EA | ZOFC | Ordered | 10600720 | 10600720
AM06 | 10600721 | NO | M | NO | BINDER,3",WHITE,2 HOLE, A4 -SIZE | EA | ZOFC | Ordered | 10600721 | 10600721
AM06 | 10600722 | NO | M | NO | INDEX DIVIDER, PLASTIC, 30 TABS | SET | ZOFC | Ordered | 10600722 | 10600722
ITM4 | 10600724 | NO | M | NO | CARTRIDGE,TONER, BLACK, C-7020, XEROX | EA | ZOFC | Ordered | 10600724 | 10600724
ITM4 | 10600725 | NO | M | NO | CARTRIDGE,TONER, YELLOW, C-7020, XEROX | EA | ZOFC | Ordered | 10600725 | 10600725
ITM4 | 10600726 | NO | M | NO | CARTRIDGE,TONER, MAGENTA, C-7020, XEROX | EA | ZOFC | Ordered | 10600726 | 10600726
ITM4 | 10600727 | NO | M | NO | CARTRIDGE,TONER, CYAN, C-7020, XEROX M/C | EA | ZOFC | Ordered | 10600727 | 10600727
AM03 | 10600729 | NO | M | NO | RACK,METAL,D640 x H1331,4 DRAWERS | EA | ZOFC | Ordered | 10600729 | 10600729
AM03 | 10600730 | NO | M | NO | FILING CABINET,D440xH2000,SHELVES 4 | EA | ZOFC | Ordered | 10600730 | 10600730
AM03 | 10600731 | NO | M | NO | RACK,METAL,D440xH1850,3 SHELVES | EA | ZOFC | Ordered | 10600731 | 10600731
AM03 | 10600732 | NO | M | NO | TABLE,L1800 x H760,W/DRAWERS,COLOR 15146 | EA | ZOFC | Ordered | 10600732 | 10600732
AM03 | 10600739 | NO | M | NO | VINYL CARPET | M | ZOFC | Ordered | 10600739 | 10600739
ITM4 | 10600750 | NO | M | NO | IMAGING UNIT,CYAN (DRM01125),INEO+654e | EA | ZOFC | Ordered | 10600750 | 10600750
ITM4 | 10600751 | NO | M | NO | IMAGING UNIT,MAGENTA(DRM01122) INEO+654e | EA | ZOFC | Ordered | 10600751 | 10600751
ITM4 | 10600752 | NO | M | NO | IMAGING UNIT,YELLOW(DRM01119) INEO+654e | EA | ZOFC | Ordered | 10600752 | 10600752
ITM4 | 10600753 | NO | M | NO | IMAGING UNIT, BLACK (DRM01116) INEO+654e | EA | ZOFC | Ordered | 10600753 | 10600753
ITM4 | 10600754 | NO | M | NO | FUSING UNIT, (CKO67930), FOR INEO+ | EA | ZOFC | Ordered | 10600754 | 10600754
ITM4 | 10600755 | NO | M | NO | TRANSFER ROLLER (CKO67732) FOR INEO+ | EA | ZOFC | Ordered | 10600755 | 10600755
ITM4 | 10600756 | NO | M | NO | GEAR (CKO68614) FOR INEO+ 654e | EA | ZOFC | Ordered | 10600756 | 10600756
ITM4 | 10600757 | NO | M | NO | GEAR 18T (CKO68613) FOR INEO+ 654e | EA | ZOFC | Ordered | 10600757 | 10600757
AM05 | 10600761 | NO | M | NO | CALENDAR, JAL & JHR | EA | ZOFC | Ordered | 10600761 | 10600761
ITM4 | 10600766 | NO | M | NO | CARTRIDGE, TONER, HP, 951XL, BLACK | EA | ZOFC | Ordered | 10600766 | 10600766
ITM4 | 10600768 | NO | M | NO | TONER, EPSON L3050 INK, MAGENTA | EA | ZOFC | Ordered | 10600768 | 10600768
ITM4 | 10600769 | NO | M | NO | CARTRIDGE, EPSON L3050 INK, CYAN | EA | ZOFC | Ordered | 10600769 | 10600769
ITM4 | 10600770 | NO | M | NO | TONER, EPSON L3050 INK, YELLOW | EA | ZOFC | Ordered | 10600770 | 10600770
ITM4 | 10600771 | NO | M | NO | TONER,EPSON L3050 INK, BLACK | EA | ZOFC | Ordered | 10600771 | 10600771
AM05 | 10600772 | NO | M | NO | TRANSFER ROLLER FOR PRINTER, KM B-363 | EA | ZOFC | Ordered | 10600772 | 10600772
AM02 | 10600773 | NO | M | NO | RM110 FOR STEAM CLEANER MAKE: KARCHER | L | ZOFC | Ordered | 10600773 | 10600773
AM06 | 10600774 | NO | M | NO | WORK BOOKLET | EA | ZOFC | Ordered | 10600774 | 10600774
AM06 | 10600775 | NO | M | NO | RECEIPT VOUCHER | EA | ZOFC | Ordered | 10600775 | 10600775
ITM4 | 10600776 | NO | M | NO | CARTRIDGE,TONER, BLACK - C8055 | EA | ZOFC | Ordered | 10600776 | 10600776
ITM4 | 10600777 | NO | M | NO | CARTRIDGE,TONER, CYAN - C8055 | EA | ZOFC | Ordered | 10600777 | 10600777
ITM4 | 10600778 | NO | M | NO | CARTRIDGE,TONER, MAGENTA - C8055 | EA | ZOFC | Ordered | 10600778 | 10600778
ITM4 | 10600779 | NO | M | NO | CARTRIDGE,TONER, YELLOW - C8055 | EA | ZOFC | Ordered | 10600779 | 10600779
ITM4 | 10600780 | NO | M | NO | CARTRIDGE,TONER, BLACK - B8075 | EA | ZOFC | Ordered | 10600780 | 10600780
ITM1 | 10600782 | NO | M | NO | PROJECTOR, EPSON EB-X11, RATED 200W-160W | EA | ZOFC | Ordered | 10600782 | 10600782
ITM2 | 10600783 | NO | M | NO | COMPUTER, MODEL: HP Pro Desk 600 G3 SFF | EA | ZOFC | Ordered | 10600783 | 10600783
AM05 | 10600785 | NO | M | NO | TRANS. PLASTIC POUCH,A5, W/SELF ADHESIVE | EA | ZOFC | Ordered | 10600785 | 10600785
AM05 | 10600786 | NO | M | NO | JAL SABIC CONTRACTOR PASSPORT BOOKLET | EA | ZOFC | Ordered | NO | NO
AM03 | 10600787 | NO | M | NO | OFFICE CHAIR, FIXED, W/ ARM REST | EA | ZOFC | Ordered | 10600787 | 10600787
AM03 | 10600788 | NO | M | NO | CONFERENCE TABLE | EA | ZOFC | Ordered | 10600788 | 10600788
AM03 | 10600789 | NO | M | NO | PROJECTOR TABLE, W/ 2 PARTITION | EA | ZOFC | Ordered | 10600789 | 10600789
AM03 | 10600790 | NO | M | NO | COFFEE TABLE | EA | ZOFC | Ordered | 10600790 | 10600790
AM03 | 10600791 | NO | M | NO | LED DISPLAY TABLE | EA | ZOFC | Ordered | 10600791 | 10600791
AM05 | 10600799 | NO | M | NO | MECHANICAL PENCIL, 0.5MM | EA | ZOFC | Ordered | 10600799 | 10600799
AM07 | 10600802 | NO | M | NO | SMOKE DETECTOR,575033290,SIEMENS-HFP-II | EA | ZOFC | Ordered | 10600802 | 10600802
ITM4 | 10600803 | NO | M | NO | LQ-350 24-PIN DOT MATRIX PRINTER BLACK | EA | ZOFC | Ordered | 10600803 | 10600803
AM07 | 10600804 | NO | M | NO | FRC SHIRT, RED COLOR | EA | ZOFC | Ordered | 10600804 | 10600804
AM05 | 10600808 | NO | M | NO | Mop Bucket with Reverse Press Wringer | EA | ZOFC | Ordered | 10600808 | 10600808
AM07 | 10600809 | NO | M | NO | SAFETY GUMBOOT WITH STEEL TOE,CHEMICAL | PAA | ZOFC | Ordered | 10600809 | 10600809
AM07 | 10600816 | NO | M | NO | GLOVES CHEMICAL RESISTANT,NITRILE,EN 374 | PAA | ZOFC | Ordered | 10600816 | 10600816
AM05 | 10600825 | NO | M | NO | EMPTY SPRAY BOTTLE | EA | ZOFC | Ordered | 10600825 | 10600825
ITM6 | 10600827 | NO | M | NO | WINDOWS 7 PROFESSIONAL, SOFTWARE | EA | ZOFC | Ordered | 10600827 | 10600827
AM07 | 10600828 | NO | M | NO | FIRE EXTINGUISHER - 50 KG, W/TROLLEY | EA | ZOFC | Ordered | 10600828 | 10600828
AM06 | 10600829 | NO | M | NO | CARTRIDGE,YELLOW,CF382A,MFP M476,HP | EA | ZOFC | Ordered | 10600829 | 10600829
AM06 | 10600830 | NO | M | NO | CARTRIDGE,MAGENTA,CF383A,MFP M476 | EA | ZOFC | Ordered | 10600830 | 10600830
AM06 | 10600831 | NO | M | NO | CARTRIDGE,CYAN,CF381A,MFP M476 | EA | ZOFC | Ordered | 10600831 | 10600831
AM07 | 10600835 | NO | M | NO | FIRE EXTINGUISHER, WATER, 6 KG | EA | ZOFC | Ordered | 10600835 | 10600835
AM05 | 10600836 | NO | M | NO | DOOR LOCK CYLINDER | EA | ZOFC | Ordered | 10600836 | 10600836
ITM2 | 10600837 | NO | M | NO | LAPTOP,i7,8GB RAM,DELL,E5590,15.6" | EA | ZOFC | Ordered | 10600837 | 10600837
ITM2 | 10600838 | NO | M | NO | LAPTOP,i7,16GB RAM,DELL,XPS13,8GEN,13.3" | EA | ZOFC | Ordered | 10600838 | 10600838
AM03 | 10600841 | NO | M | NO | CEILING SPEAKER W/ BUILD-IN AMPLIFIER | EA | ZOFC | Ordered | 10600841 | 10600841
ITM4 | 10600846 | NO | M | NO | PWHT – TEMP. RECORDER INK POT – 12 COLOR | SET | ZOFC | Ordered | 10600846 | 10600846
AM03 | 10600847 | NO | M | NO | CEILING SPEAKER W/FRAMELESS DESIGN,NA-6B | EA | ZOFC | Ordered | 10600847 | 10600847
CM14 | 10700003 | NO | M | CNCON0241 | LUMBER WOOD,2x4" | EA | VERP | Ordered | 10700003 | 10700003
AM01 | 10700005 | NO | M | PKACC0008 | WOOD,4"x4",L195",FOR PACKING OF PANEL | EA | VERP | Ordered | 10700005 | 10700005
EM23 | 10900001 | NO | M | 9002 | 100 KV AUTO LAB BASED OIL TEST SET | SET | UNBW | Ordered | 10900001 | 10900001
EM23 | 10900002 | NO | M | 9003 | INSULATION TESTER | SET | UNBW | Ordered | 10900002 | 10900002
EM23 | 10900007 | NO | M | 9008 | AC CURRENT CLAMP | SET | UNBW | Ordered | 10900007 | 10900007
EM23 | 10900009 | NO | M | 9010 | AC/DC CLAMP METER W/COVER | SET | UNBW | Ordered | 10900009 | 10900009
EM23 | 10900017 | NO | M | 9018 | AUTO TELESCOPIC LEVEL | SET | UNBW | Ordered | 10900017 | 10900017
EM23 | 10900020 | NO | M | 9021 | AUTOMATIC RELAY TEST SYSTEM | SET | UNBW | Ordered | 10900020 | 10900020
EM23 | 10900021 | NO | M | 9022 | B-10 E POWER SUPPLY UNIT | SET | UNBW | Ordered | 10900021 | 10900021
EM23 | 10900025 | NO | M | 9026 | BREAKER ANALYZER | SET | UNBW | Ordered | 10900025 | 10900025
EM23 | 10900033 | NO | M | 9034 | CB ANALYZER | SET | UNBW | Ordered | 10900033 | 10900033
EM23 | 10900034 | NO | M | 9035 | CB BREAKER TIMING TESTER | SET | UNBW | Ordered | 10900034 | 10900034
EM23 | 10900035 | NO | M | 9036 | COATING THICKNESS GUAGE | SET | UNBW | Ordered | 10900035 | 10900035
EM23 | 10900036 | NO | M | 9037 | CPC 100 OMICRON | SET | UNBW | Ordered | 10900036 | 10900036
EM23 | 10900038 | NO | M | 9039 | CRIMPING TOOL 120-240SQMM | SET | UNBW | Ordered | 10900038 | 10900038
EM23 | 10900040 | NO | M | 9041 | CT ANALYZER OMICRON | SET | UNBW | Ordered | 10900040 | 10900040
EM23 | 10900044 | NO | M | 9045 | DC BIDDLE HIPOT TESTER, 120 KV - MEGGER | SET | UNBW | Ordered | 10900044 | NO
EM23 | 10900047 | NO | M | 9048 | DECADE RESISTANCE BOX | SET | UNBW | Ordered | 10900047 | 10900047
EM23 | 10900050 | NO | M | 9051 | DIGITAL CLAMP METER | SET | UNBW | Ordered | 10900050 | 10900050
EM23 | 10900051 | NO | M | 9052 | DIGITAL EARTH TESTER | SET | UNBW | Ordered | 10900051 | 10900051
EM23 | 10900052 | NO | M | 9053 | DIGITAL INSULATION TESTER, BM-21, MEGGER | SET | UNBW | Ordered | 10900052 | 10900052
EM23 | 10900053 | NO | M | 9054 | DIGITAL LOW RISISTANCE OHM METER | SET | UNBW | Ordered | 10900053 | 10900053
EM23 | 10900054 | NO | M | 9055 | DIGITAL LUX METER | SET | UNBW | Ordered | 10900054 | 10900054
EM23 | 10900057 | NO | M | 9058 | DIGITAL MULTIMETER | SET | UNBW | Ordered | 10900057 | 10900057
EM23 | 10900065 | NO | M | 9066 | DIGITAL TIMER TM200 | SET | UNBW | Ordered | 10900065 | 10900065
EM23 | 10900068 | NO | M | 9069 | DYMO MACHINE | SET | UNBW | Ordered | 10900068 | 10900068
EM23 | 10900070 | NO | M | 9071 | EARTH GROUND CLAMP METER | SET | UNBW | Ordered | 10900070 | 10900070
EM23 | 10900079 | NO | M | 9080 | FREQUENCY RESPONSE ANALYZER W/ USB CARD | SET | UNBW | Ordered | 10900079 | NO
EM23 | 10900082 | NO | M | 9083 | HANDY CALIBRATOR | SET | UNBW | Ordered | 10900082 | 10900082
EM23 | 10900083 | NO | M | 9084 | HART FIELD COMMUNICATOR | SET | UNBW | Ordered | 10900083 | 10900083
EM23 | 10900087 | NO | M | 9088 | HOT OIL BATH | SET | UNBW | Ordered | 10900087 | 10900087
EM23 | 10900088 | NO | M | 9089 | HUMIDITY METER | SET | UNBW | Ordered | 10900088 | 10900088
EM23 | 10900089 | NO | M | 9090 | "HV DISCHARGE STICK 70KV MEGGER " | SET | UNBW | Ordered | 10900089 | 10900089
EM23 | 10900099 | NO | M | 9100 | HYDRAULIC KNOCKOUT PUNCH SET | SET | UNBW | Ordered | 10900099 | 10900099
EM23 | 10900107 | NO | M | 9108 | INDUSTRIAL MULTIMETER | SET | UNBW | Ordered | 10900107 | 10900107
EM23 | 10900113 | NO | M | 9114 | INSULATION TESTER 5KV | SET | UNBW | Ordered | 10900113 | 10900113
EM23 | 10900114 | NO | M | 9115 | INSULATION TESTER-10KV | SET | UNBW | Ordered | 10900114 | 10900114
EM23 | 10900125 | NO | M | 9126 | LASER DISTANCE METER (50 METER) | SET | UNBW | Ordered | 10900125 | 10900125
EM23 | 10900126 | NO | M | 9127 | LCR METER | SET | UNBW | Ordered | 10900126 | 10900126
EM23 | 10900127 | NO | M | 9128 | LEAKAGE CURRENT TESTER | SET | UNBW | Ordered | 10900127 | 10900127
EM23 | 10900129 | NO | M | 9130 | LOOP CALIBRATOR | SET | UNBW | Ordered | 10900129 | 10900129
EM23 | 10900135 | NO | M | 9136 | MICRO OHM METER | SET | UNBW | Ordered | 10900135 | 10900135
EM23 | 10900137 | NO | M | 9138 | MINI CLAMP METER | SET | UNBW | Ordered | 10900137 | 10900137
EM23 | 10900145 | NO | M | 9146 | OIL DIELECTRIC TEST KIT | SET | UNBW | Ordered | 10900145 | 10900145
EM23 | 10900148 | NO | M | 9149 | PHASE ANGLE METER | SET | UNBW | Ordered | 10900148 | 10900148
EM23 | 10900149 | NO | M | 9150 | PHASE ROTATION INDICATOR | SET | UNBW | Ordered | 10900149 | 10900149
EM23 | 10900161 | NO | M | 9162 | POWER CLAMP METER | SET | UNBW | Ordered | 10900161 | 10900161
EM23 | 10900175 | NO | M | 9176 | PRIMARY CURRENT INJECTION TEST | SET | UNBW | Ordered | 10900175 | 10900175
EM23 | 10900179 | NO | M | 9180 | REGULATED DC POWER SUPPLY | SET | UNBW | Ordered | 10900179 | 10900179
EM23 | 10900180 | NO | M | 9181 | RELAY TEST KIT | SET | UNBW | Ordered | 10900180 | 10900180
EM23 | 10900184 | NO | M | 9185 | SF6 GAS ANALYZER MODEL 3038R-R302 SF6 MU | SET | UNBW | Ordered | 10900184 | 10900184
EM23 | 10900189 | NO | M | 9190 | SVERKER 780 | SET | UNBW | Ordered | 10900189 | 10900189
EM23 | 10900193 | NO | M | 9194 | TEMPERATURE CALIBRATOR | SET | UNBW | Ordered | 10900193 | 10900193
EM23 | 10900194 | NO | M | 9195 | TEMPERATURE HUMIDITY METER | SET | UNBW | Ordered | 10900194 | 10900194
EM23 | 10900207 | NO | M | 9208 | TEST UNIVERSE, CMC 256, OMICRON | SET | UNBW | Ordered | 10900207 | 10900207
EM23 | 10900209 | NO | M | 9210 | THREE PH TR TURN RATIO TESTER | SET | UNBW | Ordered | 10900209 | 10900209
EM23 | 10900211 | NO | M | 9212 | TORKEL 860 UTILITY BATTERY LOAD UNIT | SET | UNBW | Ordered | 10900211 | 10900211
EM23 | 10900214 | NO | M | 9215 | TRANSFORMER OHM METER | SET | UNBW | Ordered | 10900214 | 10900214
EM23 | 10900223 | NO | M | 9224 | VIBRATION CALIBRATOR, TK-3 | SET | UNBW | Ordered | 10900223 | 10900223
MM25 | 10900231 | NO | M | 9232 | AIR BLOWER-110V | SET | UNBW | Ordered | 10900231 | 10900231
MM25 | 10900240 | NO | M | 9241 | ANGLE GRINDER, 4.5" (115 MM), 220V | SET | UNBW | Ordered | 10900240 | 10900240
MM25 | 10900242 | NO | M | 9243 | BABY GRINDER, 110v | SET | UNBW | Ordered | 10900242 | 10900242
MM25 | 10900248 | NO | M | 9249 | BENCH GRINDER | SET | UNBW | Ordered | 10900248 | 10900248
MM25 | 10900256 | NO | M | 9257 | CHAIN BLOCK 1.5 TON | SET | UNBW | Ordered | 10900256 | 10900256
MM25 | 10900258 | NO | M | 9259 | CHAIN BLOCK 2 TON | SET | UNBW | Ordered | 10900258 | 10900258
MM25 | 10900274 | NO | M | 9275 | DRILL MACHINE | SET | UNBW | Ordered | 10900274 | 10900274
MM25 | 10900281 | NO | M | 9282 | GAS CUTTING SET | SET | UNBW | Ordered | 10900281 | 10900281
MM25 | 10900302 | NO | M | 9303 | LADDER FIBER GLASS 7 STEPS | SET | UNBW | Ordered | 10900302 | 10900302
MM25 | 10900306 | NO | M | 9307 | LEVER BLOCK 1.5 TON | SET | UNBW | Ordered | 10900306 | 10900306
MM25 | 10900310 | NO | M | 9311 | MAGNETIC DRILL MACHINE 220V | SET | UNBW | Ordered | 10900310 | 10900310
MM25 | 10900321 | NO | M | 9322 | MOTHER WELDING ROD OVEN | SET | UNBW | Ordered | 10900321 | 10900321
MM25 | 10900331 | NO | M | 9332 | PORTABLE WELDING ROD OVEN | SET | UNBW | Ordered | 10900331 | 10900331
MM25 | 10900351 | NO | M | NO | SUBMERSIBLE WATER PUMP | EA | UNBW | Ordered | 10900351 | 10900351
MM25 | 10900354 | NO | M | 9355 | TORQUE WRENCH 1/2 DR | SET | UNBW | Ordered | 10900354 | 10900354
MM25 | 10900355 | NO | M | 9356 | TORQUE WRENCH 1/2" Dr | SET | UNBW | Ordered | 10900355 | 10900355
MM25 | 10900358 | NO | M | 9359 | TORQUE WRENCH 3/8" DR | SET | UNBW | Ordered | 10900358 | 10900358
MM25 | 10900361 | NO | M | 9362 | TOTAL SURVEYING STATION | SET | UNBW | Ordered | 10900361 | 10900361
MM25 | 10900373 | NO | M | 9374 | WATER PUMP, 1HP, 110/220V, 3750 RPM | SET | UNBW | Ordered | 10900373 | 10900373
MM25 | 10900375 | NO | M | 9376 | WELDING GENERATOR | SET | UNBW | Ordered | 10900375 | 10900375
ITM2 | 10900379 | NO | M | NO | LAPTOP HP 15.6" | EA | UNBW | Ordered | 10900379 | 10900379
ITM2 | 10900380 | NO | M | NO | LAPTOP HP 14" | EA | UNBW | Ordered | 10900380 | 10900380
EM01 | 10900386 | NO | M | NO | WINDOW AC 1.5 TON | EA | UNBW | Ordered | 10900386 | 10900386
ITM2 | 10900402 | NO | M | ITLPT0008 | Laptop,Model:ProBoook4310sNotebook | EA | UNBW | Ordered | 10900402 | 10900402
ZM14 | 10900410 | NO | M | OSUCL0024 | TRICYCLE | EA | UNBW | Ordered | 10900410 | 10900410
MM25 | 10900411 | NO | M | TLTLS0677 | TERMINAL SCREW DRIVER | EA | UNBW | Ordered | 10900411 | 10900411
AM03 | 10900413 | NO | M | FAAFF0007 | Washing Machine | EA | UNBW | Ordered | 10900413 | 10900413
MM25 | 10900414 | NO | M | FATLS0005 | TOOL CABINET 30" 76 cm with Tools | EA | UNBW | Ordered | 10900414 | 10900414
IM05 | 10900415 | NO | M | TLTLS1388 | H2S DETECTOR BWC2 - H, MEXICO | EA | UNBW | Ordered | 10900415 | 10900415
ITM4 | 10900420 | NO | M | FACOM0012 | COPIER M/C.COLOR MULTI,KONICA MINOLTA | EA | UNBW | Ordered | 10900420 | 10900420
EM21 | 10900430 | NO | M | NO | WATER PUMP, 2HP, 110 VOLTS, 60 Hz, | EA | UNBW | Ordered | 10900430 | 10900430
ZM33 | 10900431 | NO | M | NO | ENGRAVING MACHINE , FOR SS & PVC | EA | UNBW | Ordered | 10900431 | 10900431
AM03 | 10900440 | NO | M | N/A | WATER COOLER, W/TAPS | EA | UNBW | Ordered | 10900440 | 10900440
MM25 | 10900450 | NO | M | NO | CHAIN BLOCK, 2 TON, 8 MTR LONG | EA | UNBW | Ordered | 10900450 | 10900450
MM25 | 10900451 | NO | M | NO | CHAIN BLOCK, 3 TON, 8 MTR LONG | EA | UNBW | Ordered | 10900451 | 10900451
ITM4 | 10900455 | NO | M | NO | LASER PRINTER, BLACK & WHITE, A2 SIZE | EA | UNBW | Ordered | 10900455 | 10900455
MM25 | 10900456 | NO | M | NO | HAMMER,BRASS,4 lbs. | EA | UNBW | Ordered | 10900456 | 10900456
MM25 | 10900457 | NO | M | NO | COMBINATION SPANNER,1 1/2" | EA | UNBW | Ordered | 10900457 | 10900457
MM25 | 10900458 | NO | M | NO | COMBINATION SPANNER,1 7/16" | EA | UNBW | Ordered | 10900458 | 10900458
MM25 | 10900459 | NO | M | NO | COMBINATION SPANNER,16mm | EA | UNBW | Ordered | 10900459 | 10900459
MM25 | 10900460 | NO | M | NO | COMBINATION SPANNER,18mm | EA | UNBW | Ordered | 10900460 | 10900460
MM25 | 10900461 | NO | M | NO | COMBINATION SPANNER,20mm | EA | UNBW | Ordered | 10900461 | 10900461
MM25 | 10900462 | NO | M | NO | COMBINATION SPANNER,24mm | EA | UNBW | Ordered | 10900462 | 10900462
MM25 | 10900463 | NO | M | NO | COMBINATION SPANNER,28mm | EA | UNBW | Ordered | 10900463 | 10900463
MM25 | 10900464 | NO | M | NO | COMBINATION SPANNER,30mm | EA | UNBW | Ordered | 10900464 | 10900464
MM25 | 10900465 | NO | M | NO | COMBINATION SPANNER,41mm | EA | UNBW | Ordered | 10900465 | 10900465
MM25 | 10900466 | NO | M | NO | HAMMER WRENCH,1 11/16" | EA | UNBW | Ordered | 10900466 | 10900466
MM25 | 10900467 | NO | M | NO | HAMMER WRENCH 1 13/16" | EA | UNBW | Ordered | 10900467 | 10900467
MM25 | 10900468 | NO | M | NO | HAMMER WRENCH,1 15/16" | EA | UNBW | Ordered | 10900468 | 10900468
MM25 | 10900470 | NO | M | NO | HAMMER WRENCH,1 7/16" | EA | UNBW | Ordered | 10900470 | 10900470
MM25 | 10900471 | NO | M | NO | HAMMER WRENCH,1 7/8" | EA | UNBW | Ordered | 10900471 | 10900471
MM25 | 10900472 | NO | M | NO | HAMMER WRENCH,2 1/2" | EA | UNBW | Ordered | 10900472 | 10900472
MM25 | 10900473 | NO | M | NO | HAMMER WRENCH,1 1/4" | EA | UNBW | Ordered | 10900473 | 10900473
MM25 | 10900474 | NO | M | NO | HAMMER WRENCH,2 3/16" | EA | UNBW | Ordered | 10900474 | 10900474
MM25 | 10900476 | NO | M | NO | HAMMER WRENCH,2 3/8" | EA | UNBW | Ordered | 10900476 | 10900476
MM25 | 10900477 | NO | M | NO | HAMMER WRENCH,2 9/16" | EA | UNBW | Ordered | 10900477 | 10900477
MM25 | 10900478 | NO | M | NO | HAMMER WRENCH,24mm | EA | UNBW | Ordered | 10900478 | 10900478
MM25 | 10900479 | NO | M | NO | HAMMER WRENCH,27mm | EA | UNBW | Ordered | 10900479 | 10900479
MM25 | 10900480 | NO | M | NO | HAMMER WRENCH,28mm | EA | UNBW | Ordered | 10900480 | 10900480
MM25 | 10900482 | NO | M | NO | HAMMER WRENCH, 2" | EA | UNBW | Ordered | 10900482 | 10900482
MM25 | 10900483 | NO | M | NO | HAMMER WRENCH,30mm | EA | UNBW | Ordered | 10900483 | 10900483
MM25 | 10900484 | NO | M | NO | HAMMER WRENCH,32mm | EA | UNBW | Ordered | 10900484 | 10900484
MM25 | 10900485 | NO | M | NO | HAMMER WRENCH,36mm | EA | UNBW | Ordered | 10900485 | 10900485
MM25 | 10900486 | NO | M | NO | HAMMER WRENCH,41mm | EA | UNBW | Ordered | 10900486 | 10900486
MM25 | 10900487 | NO | M | NO | HAMMER WRENCH,46mm | EA | UNBW | Ordered | 10900487 | 10900487
MM25 | 10900488 | NO | M | NO | HAMMER WRENCH,50mm | EA | UNBW | Ordered | 10900488 | 10900488
MM25 | 10900489 | NO | M | NO | HAMMER WRENCH,55mm | EA | UNBW | Ordered | 10900489 | 10900489
MM25 | 10900491 | NO | M | NO | HAMMER WRENCH,60mm | EA | UNBW | Ordered | 10900491 | 10900491
MM25 | 10900492 | NO | M | NO | HAMMER WRENCH,65mm | EA | UNBW | Ordered | 10900492 | 10900492
MM25 | 10900493 | NO | M | NO | HAMMER WRENCH,70mm | EA | UNBW | Ordered | 10900493 | 10900493
MM25 | 10900494 | NO | M | NO | OPEN SPANNER DOUBLE END,6 X 7" | EA | UNBW | Ordered | 10900494 | 10900494
MM25 | 10900495 | NO | M | NO | OPEN SPANNER DOUBLE END,8 X 9" | EA | UNBW | Ordered | 10900495 | 10900495
MM25 | 10900496 | NO | M | NO | OPEN SPANNER DOUBLE END,10 X 11" | EA | UNBW | Ordered | 10900496 | 10900496
MM25 | 10900497 | NO | M | NO | OPEN SPANNER DOUBLE END,12 X 13" | EA | UNBW | Ordered | 10900497 | 10900497
MM25 | 10900498 | NO | M | NO | OPEN SPANNER DOUBLE END,14 X 15" | EA | UNBW | Ordered | 10900498 | 10900498
MM25 | 10900499 | NO | M | NO | OPEN SPANNER DOUBLE END,16 X17" | EA | UNBW | Ordered | 10900499 | 10900499
MM25 | 10900500 | NO | M | NO | OPEN SPANNER DOUBLE END,18 X 19" | EA | UNBW | Ordered | 10900500 | 10900500
MM25 | 10900501 | NO | M | NO | OPEN SPANNER DOUBLE END,20 X 22" | EA | UNBW | Ordered | 10900501 | 10900501
MM25 | 10900502 | NO | M | NO | OPEN SPANNER DOUBLE END,21 X 23" | EA | UNBW | Ordered | 10900502 | 10900502
MM25 | 10900504 | NO | M | NO | OPEN SPANNER DOUBLE END,24 X 27" | EA | UNBW | Ordered | 10900504 | 10900504
MM25 | 10900505 | NO | M | NO | OPEN SPANNER DOUBLE END,25 X 28" | EA | UNBW | Ordered | 10900505 | 10900505
MM25 | 10900506 | NO | M | NO | OPEN SPANNER DOUBLE END,30 X 32" | EA | UNBW | Ordered | 10900506 | 10900506
MM25 | 10900507 | NO | M | NO | RING SPANNER DOUBLE END,25 X 28" | EA | UNBW | Ordered | 10900507 | 10900507
MM25 | 10900508 | NO | M | NO | RING SPANNER DOUBLE END,30 X 32" | EA | UNBW | Ordered | 10900508 | 10900508
MM25 | 10900509 | NO | M | NO | SLEDGE HAMMER,3 lbs. | EA | UNBW | Ordered | 10900509 | 10900509
MM25 | 10900510 | NO | M | NO | SPUD WRENCH,1 13/16" | EA | UNBW | Ordered | 10900510 | 10900510
MM25 | 10900511 | NO | M | NO | SPUD WRENCH,1 1/16" | EA | UNBW | Ordered | 10900511 | 10900511
MM25 | 10900512 | NO | M | NO | SPUD WRENCH,1 1/4" | EA | UNBW | Ordered | 10900512 | 10900512
MM25 | 10900513 | NO | M | NO | SPUD WRENCH,1 1/8" | EA | UNBW | Ordered | 10900513 | 10900513
MM25 | 10900514 | NO | M | NO | SPUD WRENCH,1 5/16" | EA | UNBW | Ordered | 10900514 | 10900514
MM25 | 10900515 | NO | M | NO | SPUD WRENCH,1 5/8" | EA | UNBW | Ordered | 10900515 | 10900515
MM25 | 10900516 | NO | M | NO | SPUD WRENCH,1 7/16" | EA | UNBW | Ordered | 10900516 | 10900516
MM25 | 10900518 | NO | M | NO | SPUD WRENCH, 24mm | EA | UNBW | Ordered | 10900518 | 10900518
MM25 | 10900519 | NO | M | NO | SPUD WRENCH, 27mm | EA | UNBW | Ordered | 10900519 | 10900519
MM25 | 10900520 | NO | M | NO | SPUD WRENCH,32mm | EA | UNBW | Ordered | 10900520 | 10900520
MM25 | 10900521 | NO | M | NO | SPUD WRENCH, 36mm | EA | UNBW | Ordered | 10900521 | 10900521
MM25 | 10900522 | NO | M | NO | SPUD WRENCH,41mm | EA | UNBW | Ordered | 10900522 | 10900522
MM25 | 10900523 | NO | M | NO | TRY SQUARE,24" | EA | UNBW | Ordered | 10900523 | 10900523
MM25 | 10900524 | NO | M | NO | CHAIN BLOCK,1 TON | EA | UNBW | Ordered | 10900524 | 10900524
MM25 | 10900525 | NO | M | NO | CHAIN BLOCK,1/2 TON | EA | UNBW | Ordered | 10900525 | 10900525
MM25 | 10900526 | NO | M | NO | CHAIN PIPE WRENCH,36" | EA | UNBW | Ordered | 10900526 | 10900526
MM25 | 10900527 | NO | M | NO | SPUD WRENCH,1 7/8" | EA | UNBW | Ordered | 10900527 | 10900527
MM25 | 10900528 | NO | M | NO | SPUD WRENCH,2 3/4" | EA | UNBW | Ordered | 10900528 | 10900528
MM25 | 10900529 | NO | M | NO | SPUD WRENCH,2 3/8" | EA | UNBW | Ordered | 10900529 | 10900529
MM25 | 10900530 | NO | M | NO | DRIVE IMPACT WRENCH,1" | EA | UNBW | Ordered | 10900530 | 10900530
MM25 | 10900531 | NO | M | NO | 1" DRIVE IMPACT SOCKET,1 1/4" | EA | UNBW | Ordered | 10900531 | 10900531
MM25 | 10900532 | NO | M | NO | 1" DRIVE SOCKET,1 7/16" | EA | UNBW | Ordered | 10900532 | 10900532
MM25 | 10900536 | NO | M | NO | 1" DRIVE IMPACT SOCKET 3" | EA | UNBW | Ordered | 10900536 | 10900536
MM25 | 10900537 | NO | M | NO | 1" DRIVE IMPACT SOCKET 46 mm | EA | UNBW | Ordered | 10900537 | 10900537
MM25 | 10900538 | NO | M | NO | 1" DRIVE IMPACT SOCKET 7/8" | EA | UNBW | Ordered | 10900538 | 10900538
MM25 | 10900539 | NO | M | NO | DRIVE IMPACT UNIVERSAL JOINT,1" | EA | UNBW | Ordered | 10900539 | 10900539
MM25 | 10900541 | NO | M | NO | 1" DRIVE SOCKET 1" | EA | UNBW | Ordered | 10900541 | 10900541
MM25 | 10900547 | NO | M | NO | 1" DRIVE SOCKET 2 1/16" | EA | UNBW | Ordered | 10900547 | 10900547
MM25 | 10900548 | NO | M | NO | 1" DRIVE SOCKET 2 1/2" | EA | UNBW | Ordered | 10900548 | 10900548
MM25 | 10900549 | NO | M | NO | 1" DRIVE SOCKET 2 1/4" | EA | UNBW | Ordered | 10900549 | 10900549
MM25 | 10900552 | NO | M | NO | DRIVE IMPACT WRENCH,3/4" | EA | UNBW | Ordered | 10900552 | 10900552
MM25 | 10900553 | NO | M | NO | D-SOCKET, 3/4" W/ACCESSORIES | EA | UNBW | Ordered | 10900553 | 10900553
MM25 | 10900555 | NO | M | NO | ADJUSTABLE WRENCH, 24" | EA | UNBW | Ordered | 10900555 | 10900555
MM25 | 10900558 | NO | M | NO | LEVER BLOCK (COME ALONG) 3 TON CAPACITY | EA | UNBW | Ordered | 10900558 | 10900558
MM25 | 10900559 | NO | M | NO | PIPE WRENCH, 48" | EA | UNBW | Ordered | 10900559 | 10900559
MM25 | 10900560 | NO | M | NO | PNEUMATIC ANGLE GRINDER, 4" | EA | UNBW | Ordered | 10900560 | 10900560
MM25 | 10900562 | NO | M | NO | HYDRAULIC JACK, 30 TON | EA | UNBW | Ordered | 10900562 | 10900562
AM03 | 10900563 | NO | M | NO | WASHING M/C, 14 KG | EA | UNBW | Ordered | 10900563 | 10900563
AM03 | 10900564 | NO | M | NO | WASHING M/C. 15 KG. | EA | UNBW | Ordered | 10900564 | 10900564
AM03 | 10900565 | NO | M | NO | WASHING M/C. 16 KGS. | EA | UNBW | Ordered | 10900565 | 10900565
MM25 | 10900567 | NO | M | NO | 3/4" DRIVE IMPACT SOCKET, 1-1/16" | EA | UNBW | Ordered | 10900567 | 10900567
MM25 | 10900568 | NO | M | NO | 3/4" DRIVE IMPACT SOCKET, 1-1/4" | EA | UNBW | Ordered | 10900568 | 10900568
MM25 | 10900569 | NO | M | NO | 3/4" DRIVE IMPACT SOCKET, 1" | EA | UNBW | Ordered | 10900569 | 10900569
MM25 | 10900570 | NO | M | NO | 3/4" DRIVE IMPACT SOCKET, 1-13/16" | EA | UNBW | Ordered | 10900570 | 10900570
MM25 | 10900571 | NO | M | NO | 3/4" DRIVE IMPACT SOCKET, 7/8" | EA | UNBW | Ordered | 10900571 | 10900571
MM25 | 10900572 | NO | M | NO | Grinding Face Shield Plastic | EA | UNBW | Ordered | 10900572 | 10900572
MM25 | 10900573 | NO | M | NO | Hook Spanner Adjustable, 1 1/4" - 3" | EA | UNBW | Ordered | 10900573 | 10900573
MM25 | 10900574 | NO | M | NO | Hook Spanner Adjustable Type, 2"- 4 3/4" | EA | UNBW | Ordered | 10900574 | 10900574
MM25 | 10900575 | NO | M | NO | Hook Spanner Adjustable Type, 3/4" - 2" | EA | UNBW | Ordered | 10900575 | 10900575
MM25 | 10900576 | NO | M | NO | Hook Spanner Adjustable, 4 1/2" - 4 3/4" | EA | UNBW | Ordered | 10900576 | 10900576
MM25 | 10900577 | NO | M | NO | SHIM CUTTER, 12" | EA | UNBW | Ordered | 10900577 | 10900577
MM25 | 10900578 | NO | M | NO | MICROMETER, 0 - 25 MM, OUTSIDE | EA | UNBW | Ordered | 10900578 | 10900578
MM25 | 10900579 | NO | M | NO | Plastic HammerM, 3/4oz | EA | UNBW | Ordered | 10900579 | 10900579
MM25 | 10900580 | NO | M | NO | RING SPANNER, DOUBLE END, 41 x 46 | EA | UNBW | Ordered | 10900580 | 10900580
MM25 | 10900581 | NO | M | NO | Sledge Hammer, 6 Ibs. Steel | EA | UNBW | Ordered | 10900581 | 10900581
MM25 | 10900583 | NO | M | NO | Spirit Level, 12", Aluminum | EA | UNBW | Ordered | 10900583 | 10900583
MM25 | 10900584 | NO | M | NO | Spirit Level, 24", Aluminum | EA | UNBW | Ordered | 10900584 | 10900584
MM25 | 10900585 | NO | M | NO | Spirit Level, 48", Aluminum | EA | UNBW | Ordered | 10900585 | 10900585
MM25 | 10900586 | NO | M | NO | Try Square, 12" | EA | UNBW | Ordered | 10900586 | 10900586
MM25 | 10900587 | NO | M | NO | Try Square, 14" | EA | UNBW | Ordered | 10900587 | 10900587
MM25 | 10900588 | NO | M | NO | C-CLAMP, 2 - 12" | EA | UNBW | Ordered | 10900588 | 10900588
MM25 | 10900589 | NO | M | NO | STRAP WRENCH - 36" | EA | UNBW | Ordered | 10900589 | 10900589
MM25 | 10900591 | NO | M | NO | Hydraulic Jack, 10 Ton | EA | UNBW | Ordered | 10900591 | 10900591
MM25 | 10900595 | NO | M | NO | MEASURING TAPE, 10 FEET | EA | UNBW | Ordered | 10900595 | 10900595
MM25 | 10900596 | NO | M | NO | MEASURING TAPE, 15 FEET | EA | UNBW | Ordered | 10900596 | 10900596
MM25 | 10900597 | NO | M | NO | MEASURING TAPE, 30 METER | EA | UNBW | Ordered | 10900597 | 10900597
MM25 | 10900598 | NO | M | NO | C-CLAMP, 0 - 4" | EA | UNBW | Ordered | 10900598 | 10900598
MM25 | 10900600 | NO | M | NO | C-CLAMP, 0 - 6" | EA | UNBW | Ordered | 10900600 | 10900600
MM25 | 10900601 | NO | M | NO | C-CLAMP, 0 - 8" | EA | UNBW | Ordered | 10900601 | 10900601
MM25 | 10900602 | NO | M | NO | C-CLAMP, 2 - 10" | EA | UNBW | Ordered | 10900602 | 10900602
MM25 | 10900603 | NO | M | NO | HAMMER,BRASS,2 lbs. | EA | UNBW | Ordered | 10900603 | 10900603
MM25 | 10900604 | NO | M | NO | COMBINATION SPANNER, 60 MM | EA | UNBW | Ordered | 10900604 | 10900604
MM25 | 10900605 | NO | M | NO | COMBINATION SPANNER, 1-1/4" | EA | UNBW | Ordered | 10900605 | 10900605
MM25 | 10900606 | NO | M | NO | OPEN END SPANNER, 36 x 41 MM | EA | UNBW | Ordered | 10900606 | 10900606
MM25 | 10900607 | NO | M | NO | HOLE PUNCH, 16 MM (5/8") | EA | UNBW | Ordered | 10900607 | 10900607
MM25 | 10900608 | NO | M | NO | HOLE PUNCH, 22MM (7/8") | EA | UNBW | Ordered | 10900608 | 10900608
MM25 | 10900609 | NO | M | NO | HOLE PUNCH, 19MM (3/4") | EA | UNBW | Ordered | 10900609 | 10900609
MM25 | 10900610 | NO | M | NO | HOLE PUNCH, 25MM (1") | EA | UNBW | Ordered | 10900610 | 10900610
MM25 | 10900612 | NO | M | NO | HOLE PUNCH, 8MM (5/16") | EA | UNBW | Ordered | 10900612 | 10900612
MM25 | 10900613 | NO | M | NO | NYLON ROPE, 12MM (50 YARD) | RL | UNBW | Ordered | 10900613 | 10900613
MM25 | 10900614 | NO | M | NO | COMBINATION SPANNER, 25 MM | EA | UNBW | Ordered | 10900614 | 10900614
MM25 | 10900615 | NO | M | NO | COMBINATION SPANNER, 27 MM | EA | UNBW | Ordered | 10900615 | 10900615
MM25 | 10900616 | NO | M | NO | COMBINATION SPANNER, 46 MM | EA | UNBW | Ordered | 10900616 | 10900616
MM25 | 10900617 | NO | M | NO | COMBINATION SPANNER, 50 MM | EA | UNBW | Ordered | 10900617 | 10900617
MM25 | 10900618 | NO | M | NO | EXTENSION CORD, 3 MTR LONG WIRE | EA | UNBW | Ordered | 10900618 | 10900618
MM25 | 10900619 | NO | M | NO | HACKSAW FRAME - 12" | EA | UNBW | Ordered | 10900619 | 10900619
MM25 | 10900620 | NO | M | NO | ROTARY PUMP 1", OIL (HANDLE/MANUAL) | EA | UNBW | Ordered | 10900620 | 10900620
MM25 | 10900621 | NO | M | NO | SCRAPPER - 5" | EA | UNBW | Ordered | 10900621 | 10900621
MM25 | 10900622 | NO | M | NO | SCRAPPER - 6" | EA | UNBW | Ordered | 10900622 | 10900622
MM25 | 10900623 | NO | M | NO | PIPE WRENCH, 14" | EA | UNBW | Ordered | 10900623 | 10900623
MM25 | 10900624 | NO | M | NO | PIPE WRENCH, 24" | EA | UNBW | Ordered | 10900624 | 10900624
MM25 | 10900625 | NO | M | NO | PIPE WRENCH, 36" | EA | UNBW | Ordered | 10900625 | 10900625
MM25 | 10900626 | NO | M | NO | TELESCOPIC INSPECTION MIRROR | EA | UNBW | Ordered | 10900626 | 10900626
MM25 | 10900627 | NO | M | NO | HAMMER, BALL PEIN, 32 OZ (800 GR) | EA | UNBW | Ordered | 10900627 | 10900627
MM25 | 10900628 | NO | M | NO | HAMMER, BALL PEIN, 24 OZ (600 GR) | EA | UNBW | Ordered | 10900628 | 10900628
MM25 | 10900629 | NO | M | NO | COMBINATION SPANNER, 1" | EA | UNBW | Ordered | 10900629 | 10900629
MM25 | 10900630 | NO | M | NO | COMBINATION SPANNER, 13/16" | EA | UNBW | Ordered | 10900630 | 10900630
MM25 | 10900631 | NO | M | NO | COMBINATION SPANNER, 15/16" | EA | UNBW | Ordered | 10900631 | 10900631
MM25 | 10900632 | NO | M | NO | COMBINATION SPANNER, 1-3/8" | EA | UNBW | Ordered | 10900632 | 10900632
MM25 | 10900633 | NO | M | NO | COMBINATION SPANNER, 2" | EA | UNBW | Ordered | 10900633 | 10900633
MM25 | 10900634 | NO | M | NO | COMBINATION SPANNER, 1-13/16" | EA | UNBW | Ordered | 10900634 | 10900634
MM25 | 10900635 | NO | M | NO | HAMMER, SLEDGE - 12 LB | EA | UNBW | Ordered | 10900635 | 10900635
MM25 | 10900639 | NO | M | 10202115 | BELT, NYLON SLING, 2" x 3 MTR, | EA | UNBW | Ordered | 10900639 | 10900639
MM25 | 10900642 | NO | M | 10202118 | BELT, NYLON SLING, 4" x 3 MTR | EA | UNBW | Ordered | 10900642 | 10900642
MM25 | 10900643 | NO | M | 10202119 | BELT, NYLON SLING, 4" x 4 MTR | EA | UNBW | Ordered | 10900643 | 10900643
MM25 | 10900647 | NO | M | 10202122 | BELT, NYLON SLING, 2" x 1 MTR | EA | UNBW | Ordered | 10900647 | 10900647
MM25 | 10900649 | NO | M | 10202123 | D-SHACKLE, 1-1/8" | EA | UNBW | Ordered | 10900649 | 10900649
MM25 | 10900650 | NO | M | 10202124 | D-SHACKLE, 1" | EA | UNBW | Ordered | 10900650 | 10900650
MM25 | 10900651 | NO | M | 10202125 | D-SHACKLE, 1/2" | EA | UNBW | Ordered | 10900651 | 10900651
MM25 | 10900652 | NO | M | 10202126 | D-SHACKLE, 3/4" | EA | UNBW | Ordered | 10900652 | 10900652
MM25 | 10900653 | NO | M | 10202127 | D-SHACKLE, 5/8" | EA | UNBW | Ordered | 10900653 | 10900653
MM25 | 10900654 | NO | M | 10202128 | SLING, WIRE ROPE 1" x 2 MTR | EA | UNBW | Ordered | 10900654 | 10900654
MM25 | 10900655 | NO | M | 10202129 | SLING, WIRE ROPE 1/2" x 10 MTR | EA | UNBW | Ordered | 10900655 | 10900655
MM25 | 10900656 | NO | M | 10202130 | SLING, WIRE ROPE, 1/2" x 1 MTR | EA | UNBW | Ordered | 10900656 | 10900656
MM25 | 10900657 | NO | M | 10202131 | SLING, WIRE ROPE, 1/2" x 2 MTR | EA | UNBW | Ordered | 10900657 | 10900657
MM25 | 10900658 | NO | M | 10202132 | SLING, WIRE ROPE, 3/4" x 3 MTR | EA | UNBW | Ordered | 10900658 | 10900658
MM25 | 10900659 | NO | M | 10202133 | SLING, WIRE ROPE, 3/4" x 4 MTR | EA | UNBW | Ordered | 10900659 | 10900659
MM25 | 10900660 | NO | M | 10202134 | SLING, WIRE ROPE, 1-1/8" x 3 MTR | EA | UNBW | Ordered | 10900660 | 10900660
MM25 | 10900661 | NO | M | NO | SPIRIT LEVEL, MAGNETIC - 2 MTR | EA | UNBW | Ordered | 10900661 | 10900661
MM25 | 10900662 | NO | M | NO | HAMMER, CARPENTRY - STANDARD | EA | UNBW | Ordered | 10900662 | 10900662
AM03 | 10900663 | NO | M | NO | WASHING MACHINE, 12 KG | EA | UNBW | Ordered | 10900663 | 10900663
MM25 | 10900664 | NO | M | NO | BRASS HAMMER, 8 LBS, | EA | UNBW | Ordered | 10900664 | 10900664
MM25 | 10900665 | NO | M | NO | HYDRAULIC BOTTLE JACK, 5 TON | EA | UNBW | Ordered | 10900665 | 10900665
MM25 | 10900666 | NO | M | NO | HAMMER WRENCH 1 5/8" | EA | UNBW | Ordered | 10900666 | 10900666
MM25 | 10900667 | NO | M | NO | HAMMER WRENCH, 2 5/8" | EA | UNBW | Ordered | 10900667 | 10900667
ITM1 | 10900671 | NO | M | NO | ROUTER,CISCO,HARDWARE WARRANTY&LICENSE | EA | UNBW | Ordered | 10900671 | 10900671
ITM1 | 10900672 | NO | M | NO | SWITCH,CISCO,HARDWARE WARRANTY&LICENSE | EA | UNBW | Ordered | 10900672 | 10900672
ITM1 | 10900673 | NO | M | NO | FIREWALL,CISCO,HARDWARE WARRANTY&LICENSE | EA | UNBW | Ordered | 10900673 | 10900673
ITM1 | 10900674 | NO | M | NO | SERVER,CISCO,WARRANTY&LICENSE | EA | UNBW | Ordered | 10900674 | 10900674
ITM1 | 10900676 | NO | M | NO | SERVER,HP,FOR SOLAR WIND APPLICATION | EA | UNBW | Ordered | 10900676 | 10900676
EM23 | 10900680 | NO | M | NO | SWITCHIN DC POWER SUPPLY -IPS 3610 | EA | UNBW | Ordered | 10900680 | 10900680
EM33 | 10900693 | NO | M | NO | MINI CLAMP METER 0-100A | SET | UNBW | Ordered | 10900693 | 10900693
MM25 | 10900697 | NO | M | NO | DELTA 4000 INSULATION POWER FACTOR | SET | UNBW | Ordered | 10900697 | 10900697
MM25 | 10900698 | NO | M | NO | DELTA 4300 INSULATION POWER FACTOR | SET | UNBW | Ordered | 10900698 | 10900698
MM25 | 10900701 | NO | M | NO | F6150 THREE PHASE POWER SYSYTEM SIMULATO | SET | UNBW | Ordered | 10900701 | 10900701
EM33 | 10900703 | NO | M | NO | HEAT GUN 220V | SET | UNBW | Ordered | 10900703 | 10900703
EM23 | 10900712 | NO | M | NO | MICRO OHM METER 600A | SET | UNBW | Ordered | 10900712 | 10900712
EM23 | 10900717 | NO | M | NO | POWER MULTIMETER | SET | UNBW | Ordered | 10900717 | 10900717
MM25 | 10900728 | NO | M | NO | EARTH TESTER,MEGGER | SET | UNBW | Ordered | 10900728 | 10900728
MM25 | 10900740 | NO | M | NO | POWER DRAIN CLEANER XP, 1/3 hp | EA | UNBW | Ordered | 10900740 | 10900740
MM25 | 10900741 | NO | M | NO | ELCO METER, POROSITY & PIN HOLE DETECTOR | EA | UNBW | Ordered | 10900741 | 10900741
ITM4 | 10900755 | NO | M | NO | PRINTER ALL IN ONE LASER | EA | UNBW | Ordered | 10900755 | 10900755
ITM5 | 10900756 | NO | M | NO | CC TV CAMERA, W/FITTINGS & INSTALLATION | EA | UNBW | Ordered | 10900756 | 10900756
MM25 | 10900760 | NO | M | NO | CONCRETE FLOOR CUTTER, W/ 20" DISC, | EA | UNBW | Ordered | 10900760 | 10900760
MM25 | 10900761 | NO | M | NO | CIRCULAR SAW - 7", WOOD CUTTING, MAKITA | EA | UNBW | Ordered | 10900761 | 10900761
MM25 | 10900770 | NO | M | NO | SHAVEL, ROUND POINT SHAVEL | EA | UNBW | Ordered | 10900770 | 10900770
MM25 | 10900771 | NO | M | NO | SHAVEL, FLAT SHAVEL | EA | UNBW | Ordered | 10900771 | 10900771
ITM6 | 10900780 | NO | M | NO | CONFIG.SOFTWARE W/PROGRAMMING CABLE,CEWE | EA | UNBW | Ordered | 10900780 | 10900780
ITM4 | 10900781 | NO | M | NO | THERMAL TRANSFER PRINTER,TYPE:SMARTPRINT | EA | UNBW | Ordered | 10900781 | 10900781
MM25 | 10900782 | NO | M | NO | PRESSURE WASHER, 220 V, 4M HOSE 110 BAR | EA | UNBW | Ordered | 10900782 | 10900782
EM23 | 10900784 | NO | M | NO | AC HIPOT TESTER -YDSW-50/100 SAMGOR | SET | UNBW | Ordered | 10900784 | 10900784
EM23 | 10900787 | NO | M | NO | AIR COOLER 60L, 220V, OUTDOOR, HONEYWELL | EA | UNBW | Ordered | 10900787 | 10900787
EM01 | 10900788 | NO | M | NO | REFRIGERATOR, 11 CU.FT, 220 VOLTS | EA | UNBW | Ordered | 10900788 | 10900788
EM33 | 10900793 | NO | M | NO | CLAMP METER,KYORITSU,2056R | EA | UNBW | Ordered | 10900793 | 10900793
EM33 | 10900800 | NO | M | NO | MAINTENANCE FILE SET,22030,9 PCS | EA | UNBW | Ordered | 10900800 | 10900800
MM25 | 10900851 | NO | M | NO | SAFETY RELIEF VALVE | EA | UNBW | Ordered | 10900851 | 10900851
ITM1 | 10900852 | NO | M | NO | BRAVO MOBILE, I SAFE NNOVATION 2.1 | EA | UNBW | Ordered | 10900852 | 10900852
MM25 | 10900854 | NO | M | NO | PNEUMATIC, JACK HAMMER - 42 KG. CAPACITY | EA | UNBW | Ordered | 10900854 | 10900854
MM25 | 10900859 | NO | M | NO | CENTER PUNCH 4-5/8" LONG, PROTO | EA | UNBW | Ordered | 10900859 | 10900859
MM25 | 10900860 | NO | M | NO | CLASSIC BOX LEVEL, 40CM, STANLEY | EA | UNBW | Ordered | 10900860 | 10900860
MM25 | 10900861 | NO | M | NO | CLAW HAMMER, 20 OZ, F/GLASS, STANLEY | EA | UNBW | Ordered | 10900861 | 10900861
MM25 | 10900862 | NO | M | NO | LONGNOSE PLIER, 200MM(INSULATED) STANLEY | EA | UNBW | Ordered | 10900862 | 10900862
MM25 | 10900863 | NO | M | NO | LOCKING PLIER,225MM,9 CURVED JAW,STANLEY | EA | UNBW | Ordered | 10900863 | 10900863
MM25 | 10900864 | NO | M | NO | ADJUSTABLE CHANNELLOCK, 255MM, STANLEY | EA | UNBW | Ordered | 10900864 | 10900864
MM25 | 10900865 | NO | M | NO | PRECISION SCREW DRIVER, 6PC/SET, STANLEY | SET | UNBW | Ordered | 10900865 | 10900865
MM25 | 10900866 | NO | M | NO | SIDE CUTTING PLIER, 180MM, STANLEY | EA | UNBW | Ordered | 10900866 | 10900866
MM25 | 10900867 | NO | M | NO | MM HEX KEY 10 PC/SET, 1.5-10MM, STANLEY | SET | UNBW | Ordered | 10900867 | 10900867
MM25 | 10900868 | NO | M | NO | SCREWDRIVER 6PCS/SET, INSULATED, STANLEY | SET | UNBW | Ordered | 10900868 | 10900868
MM25 | 10900869 | NO | M | NO | SCREWDRIVER TESTER, 100-500V, STANLEY | EA | UNBW | Ordered | 10900869 | 10900869
MM25 | 10900870 | NO | M | NO | RETRACTABLE BLADE KNIFE, E99, STANLEY | EA | UNBW | Ordered | 10900870 | 10900870
MM25 | 10900871 | NO | M | NO | ADJUSTABLE WRENCH, STD & LOCKING, PROTO | EA | UNBW | Ordered | 10900871 | 10900871
MM25 | 10900872 | NO | M | NO | CRIMPING TOOL 230MM,AWG 10-22 HD,STANLEY | EA | UNBW | Ordered | 10900872 | 10900872
MM25 | 10900873 | NO | M | NO | CABLE CUTTER 12", 125 SQ.MM, STANLEY | EA | UNBW | Ordered | 10900873 | 10900873
MM25 | 10900874 | NO | M | NO | MEASURING TAPE, 3M/3MM, WHITE, STANLEY | EA | UNBW | Ordered | 10900874 | 10900874
MM25 | 10900875 | NO | M | NO | COMBINATION PLIER, 200MM, STANLEY | EA | UNBW | Ordered | 10900875 | 10900875
MM25 | 10900876 | NO | M | NO | HACKSAW FRAME 12", STANLEY | EA | UNBW | Ordered | 10900876 | 10900876
MM25 | 10900877 | NO | M | NO | INCH HEX KEY 13PC/SET, (.05-3/8"), PROTO | SET | UNBW | Ordered | 10900877 | 10900877
MM25 | 10900878 | NO | M | NO | COMBINATION WRENCH, 6-32 MM SET, STANLEY | SET | UNBW | Ordered | 10900878 | 10900878
MM25 | 10900879 | NO | M | NO | EMPTY TOOL BOX, 22", 5 DRAWER, POLAND | EA | UNBW | Ordered | 10900879 | 10900879
EM33 | 10900881 | NO | M | NO | MULTIFUNCTIONAL PRIMARY TEST SYSTEM | EA | UNBW | Ordered | 10900881 | 10900881
MM17 | 10900890 | NO | M | NO | WATER PUMP, 2HP, 220V, 1P MOTOR | EA | UNBW | Ordered | 10900890 | 10900890
MM25 | 10900891 | NO | M | NO | NYLON SLING, 1" X 1 M LONG | EA | UNBW | Ordered | 10900891 | 10900891
MM25 | 10900892 | NO | M | NO | NYLON SLING, 1" X 2 M LONG | EA | UNBW | Ordered | 10900892 | 10900892
MM25 | 10900893 | NO | M | NO | NYLON SLING, 2" X 2 M LONG | EA | UNBW | Ordered | 10900893 | 10900893
MM25 | 10900894 | NO | M | NO | NYLON SLING, 3" X 6 M LONG | EA | UNBW | Ordered | 10900894 | 10900894
MM25 | 10900895 | NO | M | NO | NYLON SLING, 3" X 8 M LONG | EA | UNBW | Ordered | 10900895 | 10900895
MM25 | 10900896 | NO | M | NO | NYLON SLING, 3" X 10 M LONG | EA | UNBW | Ordered | 10900896 | 10900896
ITM1 | 10900897 | NO | M | NO | GPS TRACKER FOR CAR | EA | UNBW | Ordered | NO | NO
AM03 | 10900899 | NO | M | NO | METAL RACK W/4 DRAWER,W453,D640,H703 | EA | UNBW | Ordered | 10900899 | 10900899
AM03 | 10900900 | NO | M | NO | CABINET W/4 SHELVES,W1200 x D440 x H2000 | EA | UNBW | Ordered | 10900900 | 10900900
AM03 | 10900901 | NO | M | NO | CHAIR,SW-2026S/SENTRA,CHR07307 | EA | UNBW | Ordered | 10900901 | 10900901
AM03 | 10900902 | NO | M | NO | STEEL TABLE W/DRAWER,W750 x H760,15005 | EA | UNBW | Ordered | 10900902 | 10900902
MM25 | 10900904 | NO | M | NO | LADDER, FIBERGLASS STEP LADDER, 3 M | EA | UNBW | Ordered | 10900904 | 10900904
MM25 | 10900905 | NO | M | NO | RELAY TEST SYSTEM,FREJA-543, MEGGER | EA | UNBW | Ordered | 10900905 | 10900905
MM25 | 10900906 | NO | M | NO | COPMPUTERIZED STD KWH METER,MT30,ZERA | EA | UNBW | Ordered | 10900906 | 10900906
AM03 | 10900910 | NO | M | NO | OFFICE TABLE, WOODEN, 24x40" W/DRAWER | EA | UNBW | Ordered | 10900910 | 10900910
AM03 | 10900911 | NO | M | NO | PRINTER, W/ PHOTO COPIER & SCANNER | EA | UNBW | Ordered | 10900911 | 10900911
ITM4 | 10900917 | NO | M | NO | PRINTER, LASER PRINTER | EA | UNBW | Ordered | 10900917 | 10900917
MM17 | 10900918 | NO | M | NO | WATER PUMP, 0.75HP, 220V, IPH, 60HZ | EA | UNBW | Ordered | 10900918 | 10900918
MM25 | 10900919 | NO | M | NO | ANGLE GRINDER, 7" (180 MM), 220V | EA | UNBW | Ordered | 10900919 | 10900919
MM25 | 10900921 | NO | M | NO | 65KVA-6 WAY HEAT TREATMENT UNIT,W/ACCESS | SET | UNBW | Ordered | 10900921 | 10900921
MM25 | 10900922 | NO | M | NO | FIBER LADDER, 1.5 MTRS, 'A' TYPE,5STEPS | EA | UNBW | Ordered | 10900922 | 10900922
EM11 | 10900923 | NO | M | NO | TESTING PLUG,ALSTOM,MMLB07 | EA | UNBW | Ordered | 10900923 | 10900923
EM11 | 10900924 | NO | M | NO | TESTING PLUG,ALSTOM,MMLB01 | EA | UNBW | Ordered | 10900924 | 10900924
MM25 | 10900925 | NO | M | NO | BABY GRINDER, DEWALT, 4.5", 220 V) | EA | UNBW | Ordered | 10900925 | 10900925
MM25 | 10900926 | NO | M | NO | BABY GRINDER, DEWALT, 4", 220 V | EA | UNBW | Ordered | 10900926 | 10900926
MM25 | 10900927 | NO | M | NO | ANGLE GRINDER, DEWALT, 7", 220 V | EA | UNBW | Ordered | 10900927 | 10900927
ITM4 | 10900928 | NO | M | NO | LASER COLOR PRINTER A3, ALL IN ONE | EA | UNBW | Ordered | 10900928 | 10900928
MM29 | 10900929 | NO | M | NO | MINI BUS, 30 SEATER | EA | UNBW | Ordered | 10900929 | 10900929
EM21 | 10900930 | NO | M | NO | DIESEL PWR GENERATOR,30 KVA,SOUND PROOF | EA | UNBW | Ordered | 10900930 | 10900930
EM21 | 10900932 | NO | M | NO | 6" DEWATERING PUMP,34 KW, SPEED 1500 RPM | EA | UNBW | Ordered | 10900932 | 10900932
EM21 | 10900933 | NO | M | NO | CONCRETE VIBRATOR WITH NEEDLE, DIESEL | EA | UNBW | Ordered | 10900933 | 10900933
EM21 | 10900934 | NO | M | NO | PLATE COMPACTOR, PETROL | EA | UNBW | Ordered | 10900934 | 10900934
EM21 | 10900935 | NO | M | NO | PORTABLE DIESEL GENERATOR, 6.5 KVA, | EA | UNBW | Ordered | 10900935 | 10900935
EM21 | 10900936 | NO | M | NO | STEAM MOBILE CAR WASH M/C.1000PSI,2.5GPM | EA | UNBW | Ordered | 10900936 | 10900936
MM29 | 10900943 | NO | M | NO | MERCEDEZ BENZ NEW 2041 S 39 DC | EA | UNBW | Ordered | 10900943 | 10900943
MM25 | 10900950 | NO | M | NO | MULTI GAS DETECTOR | EA | UNBW | Ordered | 10900950 | 10900950
AM03 | 10900951 | NO | M | NO | BENCH PRESS | EA | UNBW | Ordered | 10900951 | 10900951
AM03 | 10900952 | NO | M | NO | BARBELS SET | SET | UNBW | Ordered | 10900952 | 10900952
AM03 | 10900957 | NO | M | NO | POWER TOWER | EA | UNBW | Ordered | 10900957 | 10900957
AM03 | 10900958 | NO | M | NO | PUSH UP BAR | EA | UNBW | Ordered | 10900958 | 10900958
AM03 | 10900959 | NO | M | NO | MULTI GYM | EA | UNBW | Ordered | 10900959 | 10900959
AM03 | 10900960 | NO | M | NO | AIR HOCKEY | EA | UNBW | Ordered | 10900960 | 10900960
AM03 | 10900961 | NO | M | NO | EXERCISE BIKE | EA | UNBW | Ordered | 10900961 | 10900961
AM03 | 10900962 | NO | M | NO | CROSSE TRAIER | EA | UNBW | Ordered | 10900962 | 10900962
AM03 | 10900963 | NO | M | NO | SIT UP BENCH | EA | UNBW | Ordered | 10900963 | 10900963
AM03 | 10900964 | NO | M | NO | TABLE TINNES BALL | BOX | UNBW | Ordered | 10900964 | 10900964
AM03 | 10900965 | NO | M | NO | TABLE TINNES BAT | EA | UNBW | Ordered | 10900965 | 10900965
AM03 | 10900966 | NO | M | NO | GYM FLOOR MAT | EA | UNBW | Ordered | 10900966 | 10900966
MM20 | 10900967 | NO | M | NO | DUMBELLS - SET, (5 KG, 10 KG, 15 KG) | SET | UNBW | Ordered | 10900967 | 10900967
MM25 | 10900969 | NO | M | NO | VACUUM PUMP, 220 VOLTS, 5 CFM | EA | UNBW | Ordered | 10900969 | 10900969
CM12 | 10900980 | NO | M | NO | VACCUUM TANK - 32000 LTRS, WASTEWATER | EA | UNBW | Ordered | 10900980 | 10900980
ITM5 | 10900981 | NO | M | NO | CC CAMERAS W/COMPLETE SET & INSTALLATION | LOT | UNBW | Ordered | 10900981 | 10900981
AM07 | 10900982 | NO | M | NO | FIRE ALARM SYSTEM – ADDRESSABLE PANEL & | LOT | UNBW | Ordered | 10900982 | 10900982
ITM6 | 10900983 | NO | M | NO | SAP SOFTWARE, SAP DEVELOPER USER | EA | UNBW | Ordered | NO | NO
ITM6 | 10900984 | NO | M | NO | SAP SOFTWARE, SAP PAYROLL PROCESSING | EA | UNBW | Ordered | NO | NO
ITM6 | 10900985 | NO | M | NO | SAP SOFTWARE, SAP HANA, RUNTIME EDITION | EA | UNBW | Ordered | NO | NO
ITM6 | 10900986 | NO | M | NO | SAP SOFTWARE, S/4HANA ENTERPRISE | EA | UNBW | Ordered | NO | NO
EM22 | 10900987 | NO | M | NO | PH METER, MYRON, USA, FOR RO PLANT | EA | UNBW | Ordered | 10900987 | 10900987
EM22 | 10900988 | NO | M | NO | PANEL BOARD, COMPLETE SET, FOR RO PLANT | EA | UNBW | Ordered | 10900988 | 10900988
AM03 | 10900989 | NO | M | NO | EXECUTIVE TABLE W/ SIDE TABLE & DRAWER | EA | UNBW | Ordered | 10900989 | 10900989
AM03 | 10900990 | NO | M | NO | FILE CABINET, 2 DOOR, WALNUT | EA | UNBW | Ordered | 10900990 | 10900990
AM03 | 10900991 | NO | M | NO | EXECUTIVE CHAIR, HIGH BACK MESH BLACK | EA | UNBW | Ordered | 10900991 | 10900991
MM25 | 10900992 | NO | M | NO | BATTERY CHARGER & BOOSTER,230V,75AMP,1PH | EA | UNBW | Ordered | 10900992 | 10900992
MM29 | 10900993 | NO | M | NO | CAR, TOYOTA CAMRY - GLE,2019,FULL OPTION | EA | UNBW | Ordered | 10900993 | 10900993
AM03 | 10900994 | NO | M | NO | PORTABLE TOILET, 20 FT. | EA | UNBW | Ordered | 10900994 | 10900994
ITM1 | 10900995 | NO | M | NO | WIRELESS WIFI ROUTER/MODEM | EA | UNBW | Ordered | 10900995 | 10900995
MM25 | 10900996 | NO | M | NO | HAMMER 20 oz, STEEL TUBE HANDLE | EA | UNBW | Ordered | 10900996 | 10900996
MM25 | 10900998 | NO | M | NO | CORDLESS DRILL M/C, 220V | EA | UNBW | Ordered | 10900998 | 10900998
MM29 | 10900999 | NO | M | NO | ISUZU PICK-UP | EA | UNBW | Ordered | 10900999 | 10900999
MM29 | 10901003 | NO | M | NO | HYUNDAI ACCENT,1.6 LTR, 130HP,MODEL 2018 | EA | UNBW | Ordered | 10901003 | 10901003
EM21 | 10901004 | NO | M | NO | WATER PUMP, 1.5 HP, 110/220V | EA | UNBW | Ordered | 10901004 | 10901004
MM30 | 10901005 | NO | M | NO | WELDING M/C. RENEGADE ET 300i, ESAB | EA | UNBW | Ordered | 10901005 | 10901005
MM25 | 10901006 | NO | M | NO | ANGLE GRINDER, 5" (125MM), 220V | EA | UNBW | Ordered | 10901006 | 10901006
EM21 | 10901007 | NO | M | NO | PORTABLE DIESEL GENERATOR, 5KVA,110/220V | EA | UNBW | Ordered | 10901007 | 10901007
MM30 | 10901013 | NO | M | NO | WELDING HELMET,9100 FX,SPEEDGLASS 3M, | EA | UNBW | Ordered | 10901013 | 10901013
MM17 | 10901014 | NO | M | NO | ELECTRIC DIESEL PUMP, 24V | EA | UNBW | Ordered | 10901014 | 10901014
MM25 | 10901015 | NO | M | NO | HYPOTHERM PLASMA CUTTING M/C, PORTABLE | EA | UNBW | Ordered | 10901015 | 10901015
MM17 | 10901016 | NO | M | NO | PORTABLE HYDRO TEST PUMP,PDQ-10000 | EA | UNBW | Ordered | 10901016 | 10901016
MM17 | 10901017 | NO | M | NO | PNEUMATIC OIL PUMP, 1:1 L, 352120, SPAIN | EA | UNBW | Ordered | 10901017 | 10901017
MM17 | 10901018 | NO | M | NO | PNEUMATIC GREASE PUMP, PM3 55:1/920, | EA | UNBW | Ordered | 10901018 | 10901018
MM11 | 10901019 | NO | M | NO | OIL HOSE REEL (OPEN), 15Mx1/2", 504250 | EA | UNBW | Ordered | 10901019 | 10901019
MM11 | 10901020 | NO | M | NO | GREASE HOSE REEL CASE, 15Mx3/8", EGGX15, | EA | UNBW | Ordered | 10901020 | 10901020
MM25 | 10901021 | NO | M | NO | OIL CONTROL GUN,METERED, 365535,SPAIN | EA | UNBW | Ordered | 10901021 | 10901021
MM25 | 10901022 | NO | M | NO | PNEUMATIC GREASE CONTROL GUN,413077 | EA | UNBW | Ordered | 10901022 | 10901022
MM25 | 10901023 | NO | M | NO | EMPTY MOBILE CABINET, 7D.LW. (TOOL BOX) | EA | UNBW | Ordered | 10901023 | 10901023
MM25 | 10901024 | NO | M | NO | COMBINATION SPANNER, 38 MM | EA | UNBW | Ordered | 10901024 | 10901024
MM25 | 10901025 | NO | M | NO | COMBINATION SPANNER, 48 MM | EA | UNBW | Ordered | 10901025 | 10901025
MM25 | 10901026 | NO | M | NO | ADJUSTABLE WRENCH, 15" | EA | UNBW | Ordered | 10901026 | 10901026
MM25 | 10901027 | NO | M | NO | HOLE BARRY 24" | EA | UNBW | Ordered | 10901027 | 10901027
MM25 | 10901028 | NO | M | NO | SPIRIT LEVEL, 45 CM (18") | EA | UNBW | Ordered | 10901028 | 10901028
MM25 | 10901033 | NO | M | NO | HAMMER WRENCH, 38 MM | EA | UNBW | Ordered | 10901033 | 10901033
MM25 | 10901034 | NO | M | NO | HAMMER WRENCH, 40MM | EA | UNBW | Ordered | 10901034 | 10901034
MM25 | 10901035 | NO | M | NO | DRILL M/C. 14MM, 220V | EA | UNBW | Ordered | 10901035 | 10901035
MM25 | 10901039 | NO | M | NO | MASTER PRECISION LEVEL, 300 x 0.02 MM | EA | UNBW | Ordered | 10901039 | 10901039
AM03 | 10901042 | NO | M | NO | WATER HEATER, 80 GAL CAPACITY | EA | UNBW | Ordered | 10901042 | 10901042
AM01 | 10901044 | NO | M | NO | WATER TANK, 2000 LITERS CAPACITY | EA | UNBW | Ordered | 10901044 | 10901044
IM18 | 11000014 | NO | M | MIINS0305 | SENSOR,PLUG-IN,DETCON,370-365871-212,CH4 | EA | ZCHN | Ordered | 11000014 | 11000014
IM01 | 11000016 | NO | M | MIINS0692 | SOURCE ASSY,TELEDYNE,009550500,W/ADAPTOR | EA | ZCHN | Ordered | 11000016 | 11000016
IM18 | 11000017 | NO | M | MIINS0227 | GAS KIT,SPAN,DETCON,943-020000-000,200ml | EA | ZCHN | Ordered | 11000017 | 11000017
IM18 | 11000019 | NO | M | MIINS0312 | SENSOR,GAS,PLUG-IN,DETCON,370-3658CH-700 | EA | ZCHN | Ordered | 11000019 | 11000019
IM01 | 11000022 | NO | M | MIINS0714 | O-RING,TELEDYNE,OR0000058,F/FILTER,47mm | EA | ZCHN | Ordered | 11000022 | 11000022
IM18 | 11000029 | NO | M | SRINS0014 | GUARD,SPLASH,DETCON,613-120000-700,1.5" | EA | ZCHN | Ordered | 11000029 | 11000029
IM01 | 11000034 | NO | M | MIINS0713 | O-RING,FLOW CONTROL,TELEDYNE,OR0000001 | EA | ZCHN | Ordered | 11000034 | 11000034
IM01 | 11000035 | NO | M | MIINS0715 | O-RING,TELEDYNE,OR0000034,F/DETECTOR | EA | ZCHN | Ordered | 11000035 | 11000035
IM01 | 11000036 | NO | M | MIINS0716 | O-RING,WINDOW,TELEDYNE,OR0000039 | EA | ZCHN | Ordered | 11000036 | 11000036
IM04 | 11000038 | NO | M | EMCAW0005 | MODULE,GE,572-1631,D20EME10BASE-T,8MBKIT | KIT | ZCHN | Ordered | NO | NO
IM18 | 11000051 | NO | M | GDDET0038 | PROGRAMMING TOOL,DETCON,327-000000-000 | EA | ZCHN | Ordered | 11000051 | 11000051
IM18 | 11000052 | NO | M | MIINS0340 | MOUNTING KIT,DUCT,DETCON,975-000020-893 | EA | ZCHN | Ordered | 11000052 | 11000052
IM18 | 11000053 | NO | M | GDDET0181 | PROTECTION MODULE,DETCON,500-003087-100 | EA | ZCHN | Ordered | 11000053 | 11000053
IM18 | 11000059 | NO | M | GDDET0093 | MOUNTING PLATE,DETCON,943-004221-000 | PAC | ZCHN | Ordered | 11000059 | 11000059
IM18 | 11000062 | NO | M | GDPRT0148 | SENSOR ASSY,GAS,DETCON,967-524520-100 | EA | ZCHN | Ordered | 11000062 | 11000062
IM18 | 11000063 | NO | M | GDPRT0261 | SENSOR,LEL GAS,DETCON,9H7-521520-100 | EA | ZCHN | Ordered | 11000063 | 11000063
IM18 | 11000064 | NO | M | GDSNR0026 | SENSOR,LEL GAS,DETCON,9H7-524520-100 | M | ZCHN | Ordered | 11000064 | 11000064
IM18 | 11000072 | NO | M | GDPRT0247 | SENSOR ASSY,GAS,DETCON,967-214520-100 | EA | ZCHN | Ordered | 11000072 | 11000072
IM18 | 11000085 | NO | M | GDELM0436 | SENSOR,MOS H2S,DETCON,9H7-014520-100 | EA | ZCHN | Ordered | 11000085 | 11000085
IM18 | 11000106 | NO | M | GDDET0355 | SENSOR,VOC GAS,DETCON,9H7-P14520-010 | EA | ZCHN | Ordered | 11000106 | 11000106
IM18 | 11000113 | NO | M | GDDET0024-B | MODULE,SENSOR,DETCON,927-525500-100 | KIT | ZCHN | Ordered | 11000113 | 11000113
IM18 | 11000114 | NO | M | GDPRT0257 | MODULE,TRANSMITTER,DETCON,927-015500-100 | EA | ZCHN | Ordered | 11000114 | 11000114
IM18 | 11000115 | NO | M | GDPRT0254 | SENSOR,GAS,PLUG-IN,DETCON,370-010000-700 | EA | ZCHN | Ordered | 11000115 | 11000115
IM18 | 11000120 | NO | M | GDPRT0258 | MODULE,TRANSMITTER,DETCON,927-P25500-000 | EA | ZCHN | Ordered | 11000120 | 11000120
IM18 | 11000123 | NO | M | GDPRT0255 | SENSOR,PLUG-IN,DETCON,377-P20000-01K | EA | ZCHN | Ordered | 11000123 | 11000123
IM18 | 11000128 | NO | M | GDPRT0076 | SENSOR ASSY,H2S,DETCON,965-242480-100 | EA | ZCHN | Ordered | 11000128 | 11000128
IM18 | 11000132 | NO | M | GDPRT0039 | JUNCTION BOX,DETCON,975-316007-006,Al | EA | ZCHN | Ordered | 11000132 | 11000132
IM18 | 11000136 | NO | M | GDDET0260 | WIND GUARD/SLEEVE,DETCON,943-000000-000 | EA | ZCHN | Ordered | 11000136 | 11000136
IM18 | 11000137 | NO | M | GDDET0058 | MODULE,TRANSMITTER,DETCON,925-5254D0-100 | EA | ZCHN | Ordered | 11000137 | 11000137
IM18 | 11000153 | NO | M | GDDET0194 | MODULE,OUTPUT,DETCON,975-041401-000 | EA | ZCHN | Ordered | 11000153 | 11000153
IM18 | 11000155 | NO | M | GDDET0101 | GAS KIT,SPAN,DETCON,943-100000-000 | EA | ZCHN | Ordered | 11000155 | 11000155
IM18 | 11000168 | NO | M | GDDET0039 | HORN,DETCON,356-889321-MV0,120/240VAC | EA | ZCHN | Ordered | 11000168 | 11000168
EM11 | 11000175 | NO | M | ANANZ0227 | THERMISTOR ASSY,TELEDYNE,A33748 | EA | ZCHN | Ordered | 11000175 | 11000175
IM09 | 11000178 | NO | M | GDELM0120 | CAGE,EXTERNAL, XF3A-AB4D-183, MAGNETROL | EA | ZCHN | Ordered | 11000178 | 11000178
IM01 | 11000189 | NO | M | ANANZ0068 | DISPLAY PCB,TELEDYNE,C62371B,F/ 3020T O2 | EA | ZCHN | Ordered | 11000189 | 11000189
IM18 | 11000199 | NO | M | ANACC0002 | SENSOR CELL,TELEDYNE,C6689-B1,0-25% O2 | EA | ZCHN | Ordered | 11000199 | 11000199
IM18 | 11000203 | NO | M | ECSNR0001 | HOUSING,LEL SENSOR,DETCON,612-820000-000 | EA | ZCHN | Ordered | 11000203 | 11000203
IM01 | 11000205 | NO | M | ANANZ0039 | PCB ASSY,TELEDYNE,C62368A,TRACE PREAMP | EA | ZCHN | Ordered | 11000205 | 11000205
IM01 | 11000208 | NO | M | ANANZ0069 | BACK PANEL PC BOARD,TELEDYNE,D65295A | EA | ZCHN | Ordered | 11000208 | 11000208
IM22 | 11000215 | NO | M | GDELM0135 | PROBE,GUIDED WAVE TDR,X7MD-N64N-061 | EA | ZCHN | Ordered | 11000215 | 11000215
IM18 | 11000223 | NO | M | GDPRT0075 | SENSOR ASSY,DETCON,965-225420-100,IR-522 | EA | ZCHN | Ordered | 11000223 | 11000223
IM18 | 11000224 | NO | M | GDPRT0221 | TRANSMITTER MODULE,DETCON,925-0154D0-100 | EA | ZCHN | Ordered | 11000224 | 11000224
IM18 | 11000225 | NO | M | GDSNR0020 | SENSOR,PARAMAGNETIC O2,S01731,TELEDYNE | EA | ZCHN | Ordered | 11000225 | 11000225
IM01 | 11000226 | NO | M | ANANZ0122 | LAMP,TELEDYNE,L00236 | EA | ZCHN | Ordered | 11000226 | 11000226
IM18 | 11000230 | NO | M | GDPRT0091 | SENSOR ASSY,MOS H2S,DETCON,965-015420100 | EA | ZCHN | Ordered | 11000230 | 11000230
IM01 | 11000233 | NO | M | ANANZ0038 | E-PROM PROGRAMMING ASSY,TELEDYNE,A73957A | EA | ZCHN | Ordered | 11000233 | 11000233
IM01 | 11000234 | NO | M | ANANZ0131 | FLAME TIP,TELEDYNE,D68086A,FOR A13208 | EA | ZCHN | Ordered | 11000234 | 11000234
IM22 | 11000240 | NO | M | GDELM0205 | TRANSMITTER,LVL,251-3H00-DOW-1E-021,MGNT | EA | ZCHN | Ordered | 11000240 | 11000240
IM25 | 11000247 | NO | M | GDELM0399 | CELL,MICROFUEL,300TB,C06689-A2C,TELEDYNE | EA | ZCHN | Ordered | 11000247 | 11000247
IM18 | 11000249 | NO | M | GDELM0401 | LVL SWITCH,CAPAC.,080-8012-302,MAGNETROL | EA | ZCHN | Ordered | 11000249 | 11000249
IM01 | 11000250 | NO | M | GDELM0403 | ANALYSER,TELEDYNE,3110XL,0-2TO0-10000PPM | EA | ZCHN | Ordered | 11000250 | 11000250
IM01 | 11000264 | NO | M | ANANZ0070 | O-RING,TELEDYNE,O00165 | EA | ZCHN | Ordered | 11000264 | 11000264
IM01 | 11000267 | NO | M | ANANZ0222 | PCB ASSY,FRONT PANEL,TELEDYNE,C62371A | EA | ZCHN | Ordered | 11000267 | 11000267
IM01 | 11000269 | NO | M | ANANZ0196 | BACK PANEL BOARD,TELEDYNE,C65507A,F/4020 | EA | ZCHN | Ordered | 11000269 | 11000269
IM18 | 11000274 | NO | M | GDPRT0251 | SENSOR ASSY,DETCON,FP624D,966-524520-100 | EA | ZCHN | Ordered | 11000274 | 11000274
IM18 | 11000284 | NO | M | GDPRT0211 | HOUSING ASSY,BOTTOM,DETCON,602-003152000 | EA | ZCHN | Ordered | 11000284 | 11000284
IM18 | 11000285 | NO | M | GDPRT0214 | GAS,LEL COMBUSTIBLE,DETCON,915-520050100 | EA | ZCHN | Ordered | 11000285 | 11000285
IM18 | 11000286 | NO | M | ECSNR0006 | SENSOR,MOS H2S,DETCON,399-800000-000,SS | EA | ZCHN | Ordered | 11000286 | 11000286
IM18 | 11000289 | NO | M | GDPRT0239 | HYDROGEN SULPHIDE KIT,DETCON,9150100501+ | EA | ZCHN | Ordered | 11000289 | 11000289
IM22 | 11000292 | NO | M | GDINU0026 | TRANSMITTER,TDR LVL,705-510A-C10 + 7ML-+ | EA | ZCHN | Ordered | 11000292 | 11000292
IM18 | 11000303 | NO | M | GDELM0457 | SENSOR,INSTATRACE,TELEDYNE,3000TA,B73016 | EA | ZCHN | Ordered | 11000303 | 11000303
IM18 | 11000305 | NO | M | ISINS0053 | DETECTOR ASSY,DETCON,370-444400-000,CO | EA | ZCHN | Ordered | 11000305 | 11000305
IM18 | 11000321 | NO | M | GDPRT0223 | JUNCTION BOX,DETCON,975-225007-006,Al | EA | ZCHN | Ordered | 11000321 | 11000321
EM19 | 11000325 | NO | M | GDELM0207 | BEACON,GRP XENON,15 J,XB15UL1201508RWBTN | EA | ZCHN | Ordered | 11000325 | 11000325
IM18 | 11000331 | NO | M | GDPRT0022 | SENSOR,PLUG-IN,DETCON,370-399100-000 | EA | ZCHN | Ordered | 11000331 | 11000331
IM18 | 11000335 | NO | M | GDPRT0085 | ADAPTER,CALIB.,DETCON,943-000006-132 | EA | ZCHN | Ordered | 11000335 | 11000335
IM18 | 11000336 | NO | M | GDPRT0078 | CALIBRATION KIT,DETCON,943-050000000 | EA | ZCHN | Ordered | 11000336 | 11000336
IM18 | 11000340 | NO | M | NO | MODULE,ALARM,RELAY,DETCON,975-70000A-00A | EA | ZCHN | Ordered | 11000340 | 11000340
IM18 | 11000341 | NO | M | GDPRT0052 | DUCT MOUNT KIT,DETCON,975-000020-890 | EA | ZCHN | Ordered | 11000341 | 11000341
IM18 | 11000352 | NO | M | GDPRT0226 | SENSOR ASSY,OXYGEN,DETCON,965-345420-025 | EA | ZCHN | Ordered | 11000352 | 11000352
IM04 | 11000353 | NO | M | DDELM0011 | MODULE,DIGITAL O/P,D25,GE,517-0452,16T/C | EA | ZCHN | Ordered | 11000353 | 11000353
IM18 | 11000371 | NO | M | GDELM0068 | CONTROL MODULE,DETCON,925-345400025 | KIT | ZCHN | Ordered | 11000371 | 11000371
IM18 | 11000393 | NO | M | ECPRT0015 | SENSOR,GAS,DETCON,370-201600-000,0-100% | EA | ZCHN | Ordered | 11000393 | 11000393
IM18 | 11000394 | NO | M | ECINU0017 | SENSOR,OXYGEN,TELEDYNE,C06689-B2CXL,0TO1 | EA | ZCHN | Ordered | 11000394 | 11000394
EM30 | 11000395 | X | M | CNSTN0049 | MASKING TAPE,2",GOOD QUALITY | EA | ZCHN | Ordered | 11000395 | 11000395
IM22 | 11000397 | NO | M | NO | TDR PROBE,GUIDED WAVE, 7MR-A430-230 | EA | ZCHN | Ordered | 11000397 | 11000397
IM22 | 11000417 | NO | M | EIACC0750 | TRANSMITTER,LEVEL,241-JE00-100-1M-060 | EA | ZCHN | Ordered | 11000417 | 11000417
EM08 | 11000421 | NO | M | EMSGM0002 | SWITCH,48V LOCAL/REMOTE C,GE,510-0248 | EA | ZCHN | Ordered | 11000421 | 11000421
IM01 | 11000424 | NO | M | ECINU0109 | PCB ASSY PREMAP 2000, C65098A", TELEDYNE | EA | ZCHN | Ordered | 11000424 | 11000424
EM08 | 11000426 | NO | M | EMCAW0007 | ADAPTOR,RS485,GE,540-0158,FOR D.20 | EA | ZCHN | Ordered | 11000426 | 11000426
IM01 | 11000429 | NO | M | ANANZ0037 | MAIN PCB,TELEDYNE,C73870A,3000TA-EU-K | EA | ZCHN | Ordered | 11000429 | 11000429
IM22 | 11000441 | NO | M | ECINU113 | DISPLACER KIT,MAGNETROL,089-6125-001 | EA | ZCHN | Ordered | 11000441 | 11000441
IM04 | 11000443 | NO | M | DDELM0009 | MODULE,D25 TYPE-III WESDAC,GE,504-0207 | EA | ZCHN | Ordered | 11000443 | 11000443
IM18 | 11000462 | NO | M | GDELM0104 | ALARM&CONTROL SYS.954-X32000-000,DETCON | EA | ZCHN | Ordered | 11000462 | 11000462
IM04 | 11000463 | NO | M | ECRTA0007 | EPROM,IC 27C64,GE,SAE0032/01,33 PROTOCOL | EA | ZCHN | Ordered | 11000463 | 11000463
EM19 | 11000466 | NO | M | GDELM0155 | LAMP,NEON,L00079,TELEDYNE | EA | ZCHN | Ordered | 11000466 | 11000466
MM25 | 11000467 | NO | M | CNMSL0009 | DRILL BIT,HIGH SPEED STEEL,4.5mm | EA | ZCHN | Ordered | 11000467 | 11000467
EM07 | 11000468 | NO | M | GDELM0035 | DISPLACER + CABLE KIT, A15, 089-6150-001 | EA | ZCHN | Ordered | 11000468 | 11000468
IM22 | 11000481 | NO | M | ECINU0039 | TRANSMITTER,LEVEL,MAGNETROL,705-510A-C10 | EA | ZCHN | Ordered | 11000481 | 11000481
IM22 | 11000486 | NO | M | ECINU117 | TRANSMITTER,LEVEL,MAGNETROL,705-520A-A10 | EA | ZCHN | Ordered | 11000486 | 11000486
IM04 | 11000503 | NO | M | EMSYC0004 | CHASSIS,D20M+,GE,D20MECAUU | EA | ZCHN | Ordered | 11000503 | 11000503
EM08 | 11000516 | NO | M | EMSGM0003 | SWITCH,LOCAL/REMOTE FORM C,GE,510-0183 | EA | ZCHN | Ordered | 11000516 | 11000516
EM08 | 11000525 | NO | M | EMPWS0020 | POWER SUPPLY,WD D20,GE,D20MESAUU,20TO60V | EA | ZCHN | Ordered | 11000525 | 11000525
IM18 | 11000527 | NO | M | GDDET0037 | BLANK PLATE,DETCON,910-000008-003 | EA | ZCHN | Ordered | 11000527 | 11000527
IM08 | 11000529 | NO | M | GDCAL0084 | CYLINDER,CALIBRATION GAS,ALUMINUM,58l | EA | ZCHN | Ordered | 11000529 | 11000529
IM25 | 11000538 | NO | M | EMMCM0006 | MICROPROCESSOR,TELEDYNE,C75825A | EA | ZCHN | Ordered | 11000538 | 11000538
IM18 | 11000545 | NO | M | GDCAL0099 | GAS KIT,SPAN,DETCON,943-050000-000 | EA | ZCHN | Ordered | 11000545 | 11000545
IM18 | 11000549 | NO | M | GDDET0083 | SENSOR HOUSING,DETCON,394-242400-100 | EA | ZCHN | Ordered | 11000549 | 11000549
IM18 | 11000551 | NO | M | GDDET0041 | CONNECTOR BOARD,DETCON,500-005065-007 | EA | ZCHN | Ordered | 11000551 | 11000551
EM08 | 11000555 | NO | M | EMCPM0003 | WESDAC,D20K,32 CONTROL,D20KDLUUUS7UU | EA | ZCHN | Ordered | 11000555 | 11000555
IM04 | 11000557 | NO | M | EMCMM0004 | INTERFACE,COMMUNICATION,D20,GE,520-0117 | EA | ZCHN | Ordered | 11000557 | 11000557
IM04 | 11000558 | NO | M | EMCMM0003 | MODULE,INTERFACE,WESDAC D.20,GE,520-0154 | EA | ZCHN | Ordered | 11000558 | 11000558
IM18 | 11000562 | NO | M | GDDET0057 | TRANSMITTER CARD,DETCON,925-0154D0-100 | EA | ZCHN | Ordered | 11000562 | 11000562
IM18 | 11000566 | NO | M | GDDET0176 | PACKET,CONDENSATION,DETCON,960-202200000 | EA | ZCHN | Ordered | 11000566 | 11000566
EM08 | 11000569 | NO | M | DDELM0007 | POWER SUPPLY,D25,GE,521-0119,20-60VDC/48 | EA | ZCHN | Ordered | 11000569 | 11000569
IM18 | 11000574 | NO | M | GDDET0321 | ENCLOSURE,NEMA 4X,DETCON,954-R21610-000 | EA | ZCHN | Ordered | 11000574 | 11000574
IM18 | 11000576 | NO | M | GDDET0311 | SENSOR ASSY,LEL GAS,DETCON,9H5-52542B100 | EA | ZCHN | Ordered | 11000576 | 11000576
IM18 | 11000584 | NO | M | GDDET0312 | SENSOR ASSY,MOS H2S,DETCON,9H5-01542B100 | EA | ZCHN | Ordered | 11000584 | 11000584
IM18 | 11000596 | NO | M | GDDET0020 | TRANSMITTER MODULE,DETCON,925-015HD0-100 | EA | ZCHN | Ordered | 11000596 | 11000596
IM18 | 11000598 | NO | M | GDDET0023 | SENSOR,GAS,PLUG-IN,DETCON,370-201600-700 | EA | ZCHN | Ordered | 11000598 | 11000598
EM08 | 11000603 | NO | M | CBCAS0029 | CABLE,POWER,GE,977-0282/36,F/WESDAC UPC | EA | ZCHN | Ordered | 11000603 | 11000603
EM08 | 11000609 | NO | M | CBCAS0003 | CABLE,RS232,GE,977-0099/36,WTD20M TO UPC | EA | ZCHN | Ordered | 11000609 | 11000609
IM18 | 11000613 | NO | M | EIEEQ0177 | ADAPTER,CALIBRATION,TP,943-000006-038 | EA | ZCHN | Ordered | 11000613 | 11000613
EM08 | 11000614 | NO | M | CBCAS0026 | CABLE,RS232,GE,977-0116/18,DB25/DB25 | EA | ZCHN | Ordered | 11000614 | 11000614
IM18 | 11000616 | NO | M | GDDET0034 | SENSOR,OXYGEN,PLUG-IN,DETCON,377-343400+ | EA | ZCHN | Ordered | 11000616 | 11000616
IM18 | 11000620 | NO | M | GDDET0050 | DUCT MOUNT KIT,DETCON,975-000020-891 | EA | ZCHN | Ordered | 11000620 | 11000620
IM18 | 11000621 | NO | M | GDDET0054 | GAS KIT SET,DETCON,943-020000000 | KIT | ZCHN | Ordered | 11000621 | 11000621
IM05 | 11000624 | NO | M | GDDET0025 | DETECTOR,CO PLUG-IN,377-444401-100 | EA | ZCHN | Ordered | 11000624 | 11000624
IM22 | 11000625 | NO | M | EMELM0026 | ELECTRONIC MODULE,MAGNETROL,Z31-2835-003 | EA | ZCHN | Ordered | 11000625 | 11000625
EM08 | 11000627 | NO | M | EMCPM0004 | WESDAC,D20A, 32 ANALOG,D20ADLUUSU7U | EA | ZCHN | Ordered | 11000627 | 11000627
IM04 | 11000629 | NO | M | EMMCM0025 | CHASSIS,WESTERM VME,GE,517-0123 | EA | ZCHN | Ordered | 11000629 | 11000629
IM04 | 11000633 | NO | M | EMMCM0021 | MODULE,WESDAC 600 UPC,GE,520-0075 | EA | ZCHN | Ordered | 11000633 | 11000633
IM18 | 11000638 | NO | M | EMPRT0071 | SENSOR,INSTATRACE OXYGEN,TELEDYNEB71875 | EA | ZCHN | Ordered | 11000638 | 11000638
IM18 | 11000639 | NO | M | EMPRT0040 | GUARD,SPLASH,SENSOR,DETCON,600-610000000 | EA | ZCHN | Ordered | 11000639 | 11000639
IM18 | 11000640 | NO | M | EMPRT0054 | SENSOR ASSY,GAS,DETCON,967-211520-100 | EA | ZCHN | Ordered | 11000640 | 11000640
IM04 | 11000642 | NO | M | EMMCM0019 | WESTERM D20M+,GE,D20METAUU,PANEL MOUNT | EA | ZCHN | Ordered | 11000642 | 11000642
IM04 | 11000646 | NO | M | EMRTU0306 | MODULE,WESTERM D20M+,GE,517-0224,1 SLOT | EA | ZCHN | Ordered | 11000646 | 11000646
IM18 | 11000651 | NO | M | GDDET0077 | HOUSING,LEL SENSOR,DETCON,399-602016-000 | KIT | ZCHN | Ordered | 11000651 | 11000651
EM08 | 11000653 | NO | M | EMSPM0004 | WESDAC,D20S, 64 STATUS,D20SDLUUUUUUS7U | EA | ZCHN | Ordered | 11000653 | 11000653
IM04 | 11000655 | NO | M | EMSYC0003 | CHASSIS ASSY,D20 M (VME 3U),GE,D20MECBUU | EA | ZCHN | Ordered | 11000655 | 11000655
IM04 | 11000659 | NO | M | EMMCM0013 | MODULE,D20ME2,GE,D20MEPD1N,SAB 1740/07 | EA | ZCHN | Ordered | 11000659 | 11000659
IM04 | 11000660 | NO | M | EMMMM0002 | MODULE,D20ME(VME),GE,D20MEPC1N,2M FLASH | EA | ZCHN | Ordered | 11000660 | 11000660
IM18 | 11000661 | NO | M | GDCAL0059 | SENSOR ASSEMBLY,GAS,DETCON,965-525420100 | EA | ZCHN | Ordered | 11000661 | 11000661
IM04 | 11000668 | NO | M | EMCTM0005 | MODULE,WESTERM D20 KI1,GE,D20KI1UUU | PC | ZCHN | Ordered | 11000668 | 11000668
IM04 | 11000670 | NO | M | EMMCM0014 | MODULE,WESDAC UPC,GE,520-0076 | EA | ZCHN | Ordered | 11000670 | 11000670
IM18 | 11000681 | NO | M | EMPRT0067 | DM DA-4 four channel 4-20 maDC input 160 | EA | ZCHN | Ordered | 11000681 | 11000681
IM18 | 11000683 | NO | M | GDDET0055 | H2S Sensors in SS Housing - PN# 399-8000 | EA | ZCHN | Ordered | 11000683 | 11000683
IM25 | 11000685 | NO | M | GDDET0096 | HART BRIDGE MODULE P/N: 500-005132-100 | EA | ZCHN | Ordered | 11000685 | 11000685
IM18 | 11000686 | NO | M | GDDET0287 | TP-524 D 316SS H2S Sensor,965-01542B-100 | EA | ZCHN | Ordered | 11000686 | 11000686
IM25 | 11000687 | NO | M | GDDET0315 | FP-700 PN9H7-524520-100 w/ PN899-07505H- | EA | ZCHN | Ordered | 11000687 | 11000687
IM02 | 11000688 | NO | M | GDDET0349 | Relay Alarm Module P/N 975-041400-000, | EA | ZCHN | Ordered | 11000688 | 11000688
IM05 | 11000697 | NO | M | GDPRT0087 | Detector FP-524 - PN# 965-52542B-100 | EA | ZCHN | Ordered | 11000697 | 11000697
IM21 | 11000699 | NO | M | GDSGM0005 | SWITCH,FLOOD LEVEL,053-4701-001,MAGNETRO | EA | ZCHN | Ordered | 11000699 | 11000699
IM25 | 11000710 | NO | M | MIINS0718 | 500-003087-100 Transient Protection | EA | ZCHN | Ordered | 11000710 | 11000710
IM22 | 11000711 | NO | M | MIINS0719 | 925-525HD0-100 Plug in Transmitter | EA | ZCHN | Ordered | 11000711 | 11000711
IM18 | 11000712 | NO | M | GDINU0054 | 943-004223-000, Sensor Mounting plate | EA | ZCHN | Ordered | 11000712 | 11000712
IM05 | 11000714 | NO | M | GDDET0296 | AMMONIA PLUG-IN DET. ASSY.370-505000-000 | EA | ZCHN | Ordered | 11000714 | 11000714
IM18 | 11000715 | NO | M | GDPRT0219 | SENSOR,AMMONIA,966-505080-100,DM-602IS-N | EA | ZCHN | Ordered | 11000715 | 11000715
IM03 | 11000720 | NO | M | TBPTB0054 | Component connector - ST-1N4007, | EA | ZCHN | Ordered | 11000720 | 11000720
IM22 | 11000722 | NO | M | GDDET0060 | DM-600IS UNIVERS. TRNS.926-995580-000 | EA | ZCHN | Ordered | 11000722 | 11000722
IM18 | 11000726 | NO | M | GDPRT0023 | Duct Mount Kit ,H2S SNSR975-000020-891 | EA | ZCHN | Ordered | 11000726 | 11000726
IM18 | 11000727 | NO | M | GDDET0051 | DUCT MNT KITLEL SNSR 400,500,600,975+ | EA | ZCHN | Ordered | 11000727 | 11000727
IM18 | 11000728 | NO | M | GDINU0008 | SENSOR ASSY,GAS,DETCON,9H5-525420-100 | SET | ZCHN | Ordered | 11000728 | 11000728
IM22 | 11000729 | NO | M | GDELM0586 | TRANSMITTER,TDR LVL,705-520A-C11 | EA | ZCHN | Ordered | 11000729 | 11000729
IM09 | 11000911 | NO | M | GDELM0645 | MAGNETIC LEVEL GAUGE, XABA-AELQ-3AB/066 | EA | ZCHN | Ordered | 11000911 | 11000911
IM09 | 11000912 | NO | M | GDELM0651 | MAGNETIC LEVEL GAUGE, XACA-AELQ-9K0/220 | EA | ZCHN | Ordered | 11000912 | 11000912
IM09 | 11000914 | NO | M | GDELM0647 | MAGNETIC LEVEL GAUGE, XACA-AELQ-9KB/470 | EA | ZCHN | Ordered | 11000914 | 11000914
IM25 | 11000918 | NO | M | GDELM0644 | MAG. LVL INDICATOR, XABA-AELQ-2A0/080, | EA | ZCHN | Ordered | 11000918 | 11000918
IM25 | 11000919 | NO | M | GDELM0642 | MAG. LVL INDICATOR, XABA-AELQ-2A0/165, | EA | ZCHN | Ordered | 11000919 | 11000919
IM25 | 11000920 | NO | M | GDELM0652 | MAG. LVL INDICATOR, XABA-AELQ-2A0/309, | EA | ZCHN | Ordered | 11000920 | 11000920
IM25 | 11000921 | NO | M | GDELM0649 | MAG. LVL INDICATOR, XABA-AELQ-3AB/465, | EA | ZCHN | Ordered | 11000921 | 11000921
IM25 | 11000922 | NO | M | GDELM0648 | MAG. LVL INDICATOR, XACA-AELQ-9K0/120, | EA | ZCHN | Ordered | 11000922 | 11000922
IM25 | 11000923 | NO | M | GDELM0650 | MAG. LVL INDICATOR, XACA-AELQ-9KB/093 | EA | ZCHN | Ordered | 11000923 | 11000923
IM25 | 11000924 | NO | M | GDELM0646 | MAG. LVL INDICATOR, XABA-AELQ-3AB/440, | EA | ZCHN | Ordered | 11000924 | 11000924
IM25 | 11000925 | NO | M | GDELM0643 | MAG. LVL INDICATOR, XACA-AELQ-9KB/070 | EA | ZCHN | Ordered | 11000925 | 11000925
IM25 | 11000928 | NO | M | GDELM0587 | PC Board ASSY.910,030-2043-011,Magnetrol | SET | ZCHN | Ordered | 11000928 | 11000928
IM21 | 11000934 | NO | M | GDSGM0019 | TEMPERATURE SWITCH,E122-2BSB-M202,UE | EA | ZCHN | Ordered | 11000934 | 11000934
IM25 | 11000936 | NO | M | GDELM0653 | THERMOWELL, MODEL # W076-10S-10S, UE | EA | ZCHN | Ordered | 11000936 | 11000936
IM18 | 11000937 | NO | M | GDDET0045 | TP-524D H2S Sensor ASSY, alum condulet | SET | ZCHN | Ordered | 11000937 | 11000937
IM18 | 11000938 | NO | M | GDINU0009 | TP-524D MOS H2S SNRS.HRT,9H5-015420-100 | SET | ZCHN | Ordered | 11000938 | 11000938
IM22 | 11000955 | NO | M | GDELM0634 | TRANSMITTER,STT750-S-0-A-AHC-11C-B+ | EA | ZCHN | Ordered | 11000955 | 11000955
IM22 | 11000956 | NO | M | GDELM0615 | TRANSMITTER, TDR LVL 705-520A-310 | EA | ZCHN | Ordered | 11000956 | 11000956
IM22 | 11000966 | NO | M | GDELM0699 | LEVEL TRANSMITTER, MODEL # X706-511A-310 | EA | ZCHN | Ordered | 11000966 | 11000966
IM22 | 11000990 | NO | M | GDDET0265 | Detcon PN 926-345500-025, OXY.PLUG IN TX | EA | ZCHN | Ordered | 11000990 | 11000990
IM22 | 11000992 | NO | M | GDELM0702 | ELECTRONIC MODULE JUPITER,031-2839-001 | EA | ZCHN | Ordered | 11000992 | 11000992
IM18 | 11000995 | NO | M | GDSNR0042 | SS SENSOR HOUSG ASSY P/N: 390-000088-000 | EA | ZCHN | Ordered | 11000995 | 11000995
IM21 | 11001029 | NO | M | GDSGM0032 | PN: T10-5104-020, Float level switch | EA | ZCHN | Ordered | 11001029 | 11001029
EM11 | 11001037 | NO | M | GDELM0710 | Horn PN: DB3BULG048T2CPNN | EA | ZCHN | Ordered | 11001037 | 11001037
IM09 | 11001051 | NO | M | GDELM0707 | LEVEL GAUGE, MODEL# 49 R 1000 (SIMCO) | EA | ZCHN | Ordered | 11001051 | 11001051
IM09 | 11001052 | NO | M | GDELM0708 | LEVEL GAUGE, MODEL# 39 R 1000 (SIMCO) | EA | ZCHN | Ordered | 11001052 | 11001052
IM09 | 11001053 | NO | M | GDELM0709 | LEVEL GAUGE, MODEL# 29 R 1000 (SIMCO) | EA | ZCHN | Ordered | 11001053 | 11001053
IM25 | 11001054 | NO | M | ANANZ0089 | Analytical,Instrumens,C06689-L2C,TELEDYN | EA | ZCHN | Ordered | 11001054 | 11001054
IM25 | 11001055 | NO | M | GDDET0358 | Adapter, MODEL# 899-075050-0NP, DETCON | EA | ZCHN | Ordered | 11001055 | 11001055
IM22 | 11001059 | NO | M | GDELM0705 | Transmitter,Pressure,STR73D-21CS1C0-KJG+ | EA | ZCHN | Ordered | 11001059 | 11001059
IM21 | 11001069 | NO | M | NO | PRESS.SWITCH,H100-191-M446-M201-QC1-HYDL | EA | ZCHN | Ordered | 11001069 | 11001069
IM25 | 11001080 | NO | M | GDPRT0271 | HOUSING BASE W/ COVER KIT, MAGNETROL | EA | ZCHN | Ordered | 11001080 | 11001080
IM18 | 11001094 | NO | M | GDDET0049 | 966-014520-100TP-624D Solid State MOS H2 | EA | ZCHN | Ordered | 11001094 | 11001094
IM05 | 11001104 | NO | M | GDDET0046 | Detcon Controller | EA | ZCHN | Ordered | 11001104 | 11001104
EM23 | 11001110 | NO | M | GDPWS0002 | POWER SUPPLY PART NO. # 030-2407-002 | EA | ZCHN | Ordered | 11001110 | 11001110
IM18 | 11001122 | NO | M | GDSNR0045 | SENSORHEAD#CELL-CL2-5,394-747400-005 | EA | ZCHN | Ordered | 11001122 | 11001122
IM07 | 11001125 | NO | M | GDELM0724 | ELECTRONICMODULE,032-5841-003,MAGNETROL | EA | ZCHN | Ordered | 11001125 | 11001125
IM25 | 11001128 | NO | M | GDELM0727 | ELECTRONIC MODULE,706,Z31-2849-001 | EA | ZCHN | Ordered | 11001128 | 11001128
EM23 | 11001138 | NO | M | GDDET0070 | PART NO.#977-1L6000-033, Model AV1-C1D2M | EA | ZCHN | Ordered | NO | NO
IM01 | 11001142 | NO | M | AWAITED | Teledyne GB 300 Oxygen Monitor | EA | ZCHN | Ordered | 11001142 | 11001142
IM22 | 11001145 | NO | M | AWAITED | Guided wave TDR level transmitter | EA | ZCHN | Ordered | NO | NO
IM22 | 11001146 | NO | M | AWAITED | Guided wave TDR level transmitter | EA | ZCHN | Ordered | NO | NO
IM22 | 11001147 | NO | M | AWAITED | Guided wave TDR level transmitter | EA | ZCHN | Ordered | NO | NO
IM22 | 11001148 | NO | M | AWAITED | Guided wave TDR level transmitter | EA | ZCHN | Ordered | NO | NO
IM22 | 11001149 | NO | M | AWAITED | Guided wave TDR level transmitter | EA | ZCHN | Ordered | NO | NO
IM11 | 11001150 | NO | M | AWAITED | Magnetic level indicator | EA | ZCHN | Ordered | NO | NO
IM11 | 11001151 | NO | M | AWAITED | Magnetic level indicator | EA | ZCHN | Ordered | NO | NO
IM11 | 11001152 | NO | M | AWAITED | Magnetic level indicator | EA | ZCHN | Ordered | NO | NO
IM11 | 11001153 | NO | M | AWAITED | Magnetic level indicator | EA | ZCHN | Ordered | NO | NO
IM25 | 11001157 | NO | M | ANANZ0098 | MOTOR PUMP, P/N: P1466, TELEDYNE | EA | ZCHN | Ordered | 11001157 | 11001157
IM21 | 11001159 | NO | M | GDSGM0043 | PART NO.#1XSWHH-K11-M201-QC1 | EA | ZCHN | Ordered | NO | NO
IM18 | 11001175 | NO | M | ECCNR0008 | PART NO.# B65913 | EA | ZCHN | Ordered | 11001175 | 11001175
IM18 | 11001176 | NO | M | GDINU0033 | PART NO.# B65914 | EA | ZCHN | Ordered | 11001176 | 11001176
IM18 | 11001177 | NO | M | ANANZ0066 | ART NO.# A73957C | EA | ZCHN | Ordered | 11001177 | 11001177
IM21 | 11001178 | NO | M | GDSGM0045 | ULTRASONIC LEVEL SWITCH, 961-50A0-010 | EA | ZCHN | Ordered | 11001178 | 11001178
IM22 | 11001180 | NO | M | GDELM0750 | TRANSMITTER, DISP. LEVEL, XE35-JQ5B-H1F | EA | ZCHN | Ordered | 11001180 | 11001180
ZM14 | 11001182 | NO | M | AWAITED | PART NO.# 377-090901-030 | EA | ZCHN | Ordered | 11001182 | 11001182
IM18 | 11001183 | NO | M | GDDET0313 | Sensor PART NO.# 967-525520-100 | EA | ZCHN | Ordered | 11001183 | 11001183
IM21 | 11001184 | NO | M | GDELM0751 | FLOW SWITCH, VANE TYPE, F10-1D28-BNM | EA | ZCHN | Ordered | 11001184 | 11001184
IM25 | 11001186 | NO | M | ECINU0086 | ELECTRONIC MODULE, TD2, 089-7250-002 | EA | ZCHN | Ordered | 11001186 | 11001186
IM22 | 11001190 | NO | M | GDELM0754 | TRANSMITTER, GW TDR LEVEL, 706-512A-312 | EA | ZCHN | Ordered | 11001190 | 11001190
IM22 | 11001191 | NO | M | GDELM0755 | TRANSMITTER, GW TDR LVL. 706-512A-312 | EA | ZCHN | Ordered | 11001191 | 11001191
IM11 | 11001192 | NO | M | GDELM0756 | MAGNETIC LVL IND.. X1M1-CADB-BEBE-2121+ | EA | ZCHN | Ordered | 11001192 | 11001192
IM11 | 11001193 | NO | M | GDELM0757 | MAG. LVL INDICATOR,X1M1-CADB-BEBE+,ORION | EA | ZCHN | Ordered | 11001193 | 11001193
IM11 | 11001194 | NO | M | GDELM0758 | MAG. LEVEL INDICAT. 1M1-CADB-BEBE+,ORION | EA | ZCHN | Ordered | 11001194 | 11001194
IM11 | 11001195 | NO | M | GDELM0759 | MAG. LVL INDICAT, X1M1-CADB-BEBE+, ORION | EA | ZCHN | Ordered | 11001195 | 11001195
IM18 | 11001196 | NO | M | GDSNR0048 | HYDROGEN SENSOR ASSY, DM-100-H2, DETCON | EA | ZCHN | Ordered | NO | NO
IM02 | 11001200 | NO | M | GDELM0760 | BEACON,GRP XENON,XB15UL0241508BWBTR,MEDC | EA | ZCHN | Ordered | 11001200 | 11001200
IM02 | 11001201 | NO | M | GDELM0761 | BEACON,GRP XENON,XB15UL0241508RWBTR,MEDC | EA | ZCHN | Ordered | 11001201 | 11001201
IM02 | 11001202 | NO | M | GDELM0762 | BEACON,GRP XENON,XB15UL0241508CWBTR,MEDC | EA | ZCHN | Ordered | 11001202 | 11001202
IM19 | 11001203 | NO | M | GDELM0763 | SOUNDER, DB3BULG048T2CNR, MEDC | EA | ZCHN | Ordered | 11001203 | 11001203
IM25 | 11001210 | NO | M | MKCON0072 | SS TAGS, 437-500000-000, DETCON | EA | ZCHN | Ordered | 11001210 | 11001210
IM25 | 11001211 | NO | M | MIINS0720 | O-RING, P/N: 000422, TELEDYNE | EA | ZCHN | Ordered | 11001211 | 11001211
IM21 | 11001214 | NO | M | GDSGM0047 | THERMAL DISPERSION SWITCH, XTD2-8H00-030 | EA | ZCHN | Ordered | 11001214 | 11001214
IM21 | 11001220 | NO | M | GDSGM0048 | PRESSURE SWITCH, J402-614, U.E. | EA | ZCHN | Ordered | 11001220 | 11001220
IM21 | 11001221 | NO | M | GDSGM0049 | .EMPERATURE SWITCH, F402-8BS-15S, U.E. | EA | ZCHN | Ordered | 11001221 | 11001221
IM01 | 11001222 | NO | M | GDELM0411 | PORT.TRACE OXYGEN ANALYZER,3110,TELEDYNE | EA | ZCHN | Ordered | 11001222 | 11001222
IM01 | 11001223 | NO | M | GDELM0765 | DO ANALYZER WITH SAMPLE SYSTEM, LXT 380 | EA | ZCHN | Ordered | 11001223 | 11001223
IM07 | 11001224 | NO | M | GDDET0359 | SS STOPPING PLUG - 3/4", 898-SPAOSD-075, | EA | ZCHN | Ordered | 11001224 | 11001224
IM21 | 11001230 | NO | M | NO | FLOW SWITCH,GLOBE VALVE TYP.F50-DC2F-DW5 | EA | ZCHN | Ordered | 11001230 | 11001230
IM21 | 11001231 | NO | M | NO | PRESSURE SWITCH,12SHDN-9B-M201-M446-QC1+ | EA | ZCHN | Ordered | 11001231 | 11001231
IM22 | 11001232 | NO | M | N/A | TRANSMITTER,MAGNETOSTRICTIVE,X263-1J00+ | EA | ZCHN | Ordered | 11001232 | 11001232
IM22 | 11001233 | NO | M | N/A | TRANSMITTER,MAGNETOSTRICTIVE LVL,X263-1+ | EA | ZCHN | Ordered | 11001233 | 11001233
IM25 | 11001234 | NO | M | N/A | NAME PLATE, ENGRAVED PHENOLIC/BACKLITE | EA | ZCHN | Ordered | 11001234 | 11001234
IM25 | 11001235 | NO | M | N/A | REACTOR ASSY. MDL 6700, R03426, TELEDYNE | EA | ZCHN | Ordered | 11001235 | 11001235
IM25 | 11001236 | NO | M | N/A | POWER SUPPLY, P01864, TELEDYNE | EA | ZCHN | Ordered | 11001236 | 11001236
IM25 | 11001237 | NO | M | N/A | PC BOARD ASSEMBLY AC, B00871, TELEDYNE | EA | ZCHN | Ordered | 11001237 | 11001237
IM25 | 11001238 | NO | M | N/A | SOURCE ASSY NDIR MDL6750,S01570,TELEDYNE | EA | ZCHN | Ordered | 11001238 | 11001238
IM21 | 11001240 | NO | M | N/A | PRESSURE SWITCH, 1XSWHH-K11-QC1, U.E. | EA | ZCHN | Ordered | 11001240 | 11001240
IM18 | 11001241 | NO | M | N/A | PLUG-IN SENSOR,PHOTO IONIZATION,377-P10+ | EA | ZCHN | Ordered | 11001241 | 11001241
IM21 | 11001242 | NO | M | N/A | PRESSURE SWITCH, J6-680-M201-QC1-CC2, UE | EA | ZCHN | Ordered | NO | NO
IM25 | 11001243 | NO | M | N/A | PROBE,GUIDED WAVE TDR, X7MS-A648-108 | EA | ZCHN | Ordered | 11001243 | 11001243
IM25 | 11001244 | NO | M | N/A | PROBE,GUIDED WAVE TDR,X7MD-N66N-150 | EA | ZCHN | Ordered | 11001244 | 11001244
EM22 | 11001250 | NO | M | N/A | JUNCTION BOX,STAND.ALUM. 897-850000-010 | EA | ZCHN | Ordered | 11001250 | 11001250
IM02 | 11001251 | NO | M | N/A | BEACON,XENON,SM87HXBAJ120AY3L3RYNR, | EA | ZCHN | Ordered | 11001251 | 11001251
EM23 | 11001252 | NO | M | N/A | POWER SUPPLY,360-SWS150-024, DETCON | EA | ZCHN | Ordered | 11001252 | 11001252
IM22 | 11001253 | NO | M | N/A | TRANSMITTER,GUID.WAVE TDR,706-511A-320 | EA | ZCHN | Ordered | 11001253 | 11001253
IM22 | 11001255 | NO | M | N/A | TRANSMITTER,1XTXSW-P15-M276-M446-M202QC1 | EA | ZCHN | Ordered | 11001255 | 11001255
IM21 | 11001256 | NO | M | N/A | PRESSURE SWITCH,DIFFERENTIAL,J120K-S147+ | EA | ZCHN | Ordered | 11001256 | 11001256
IM21 | 11001257 | NO | M | N/A | PRESSURE SWITCH,J6-680-CC2, U.E. | EA | ZCHN | Ordered | 11001257 | 11001257
IM22 | 11001259 | NO | M | N/A | TRANSMITTER, DP LOOP POWERRED HART,U.E. | EA | ZCHN | Ordered | 11001259 | 11001259
IM25 | 11001262 | NO | M | N/A | TOTAL LEVEL FLOAT, 007-3052-001, ORION | EA | ZCHN | Ordered | 11001262 | 11001262
IM25 | 11001263 | NO | M | N/A | INTERFACE FLOAT,007-3057-002-03 | EA | ZCHN | Ordered | 11001263 | 11001263
IM05 | 11001264 | NO | M | N/A | PANEL,GAS DETECTION,954-MCX020-403, | EA | ZCHN | Ordered | NO | NO
IM05 | 11001265 | NO | M | NO | PANEL,GAS DETECTION,954-MCX020-603 | EA | ZCHN | Ordered | NO | NO
IM05 | 11001266 | NO | M | N/A | PANEL,GAS DETECTION,954-MCX020-404 | EA | ZCHN | Ordered | NO | NO
IM25 | 11001267 | NO | M | N/A | FACILITY MODULE,914-010040-FM0,DETCON | EA | ZCHN | Ordered | 11001267 | 11001267
IM25 | 11001268 | NO | M | N/A | OXYGEN DEFICIENCY, 0-25 %,915-340050-25P | EA | ZCHN | Ordered | 11001268 | 11001268
IM18 | 11001269 | NO | M | N/A | H2S GAS SENSOR,967-014520-100,DETCON | EA | ZCHN | Ordered | 11001269 | 11001269
IM18 | 11001270 | NO | M | NO | SENSOR, 967-344520-025, DETCON | EA | ZCHN | Ordered | 11001270 | 11001270
IM05 | 11001271 | NO | M | NO | PANEL,GAS DETECTION,954-1010A5-411 | EA | ZCHN | Ordered | 11001271 | 11001271
IM08 | 11001272 | NO | M | NO | HYDROGEN SULFIDE,915-010050-100,HS-10C | EA | ZCHN | Ordered | 11001272 | 11001272
IM25 | 11001273 | NO | M | N/A | FLOAT & STEM KIT,089-3205-001, MAGNETROL | EA | ZCHN | Ordered | 11001273 | 11001273
IM25 | 11001274 | NO | M | N/A | ELECTRONIC MODULE,XZ31-2841-001,MOD:705 | EA | ZCHN | Ordered | 11001274 | 11001274
IM21 | 11001275 | NO | M | N/A | SWITCH+MECHANISM SERIES C/O,089-7401-110 | EA | ZCHN | Ordered | 11001275 | 11001275
IM25 | 11001276 | NO | M | N/A | LVDT ASSEMBLY KIT,089-7827-001,MAGNETROL | EA | ZCHN | Ordered | 11001276 | 11001276
IM25 | 11001277 | NO | M | N/A | ELECT. MODULEVEL JUN. BOX,Z30-2194-001 | EA | ZCHN | Ordered | 11001277 | 11001277
IM25 | 11001278 | NO | M | N/A | SPRING ASSY. KIT,032-8129-001,MAGNETROL | EA | ZCHN | Ordered | 11001278 | 11001278
IM21 | 11001279 | NO | M | N/A | SWITCH -D / S-DC, 089-7101-024,MAGNETROL | EA | ZCHN | Ordered | 11001279 | 11001279
IM25 | 11001280 | NO | M | N/A | RING GASKET 3",ANSI 150 lbs,012-1301-017 | EA | ZCHN | Ordered | 11001280 | 11001280
IM25 | 11001281 | NO | M | N/A | ELECT. MODULEVEL HOUS.ASSY,Z39-4101-H1E | EA | ZCHN | Ordered | 11001281 | 11001281
IM25 | 11001282 | NO | M | N/A | ELECT.MODULEVEL ASSY. 089-9113-001 | EA | ZCHN | Ordered | 11001282 | 11001282
IM21 | 11001284 | NO | M | NO | PRESSURE SWITCH,J120-171-M278,MAGNETROL | EA | ZCHN | Ordered | 11001284 | 11001284
IM25 | 11001287 | NO | M | N/A | ENCLOSING TUBE KIT, 089-5944-001, | EA | ZCHN | Ordered | 11001287 | 11001287
IM21 | 11001288 | NO | M | N/A | PRESSURE SWITCH, 12SHSN6G-M201-M423, | EA | ZCHN | Ordered | 11001288 | 11001288
IM18 | 11001289 | NO | M | N/A | SENSOR,GAS,967-P21520-200A,DETCCON | EA | ZCHN | Ordered | 11001289 | 11001289
IM05 | 11001290 | NO | M | NO | DETECTOR, AMMONIA PLUG-IN,370-171700-000 | EA | ZCHN | Ordered | 11001290 | 11001290
IM25 | 11001291 | NO | M | NO | ELECTRONIC MODULE,R05,Z31-2827-003 | EA | ZCHN | Ordered | 11001291 | 11001291
IM08 | 11001292 | NO | M | NO | LEL COMBUSTIBLE GAS,0-100%, CG-10C | EA | ZCHN | Ordered | 11001292 | 11001292
IM21 | 11001301 | NO | M | NO | PRESSURE SWITCH, J120-192, U.E. | EA | ZCHN | Ordered | 11001301 | 11001301
IM25 | 11001302 | NO | M | NO | PLUG-IN DISP.MODU.Z31-2850-001,MAGNETROL | EA | ZCHN | Ordered | 11001302 | 11001302
IM22 | 11001303 | NO | M | NO | PROBE,GUIDED WAVE TDR,X7MG-J448-074, | EA | ZCHN | Ordered | 11001303 | 11001303
IM25 | 11001304 | NO | M | NO | PROBE,GUIDED WAVE TDR,X7MG-J448-544, | EA | ZCHN | Ordered | 11001304 | 11001304
IM22 | 11001305 | NO | M | NO | TRANSMITTER,TDR LVL,705-510A-310+7ER-J6+ | EA | ZCHN | Ordered | 11001305 | 11001305
IM09 | 11001306 | NO | M | NO | GAUGE,MAGNETIC LVL,XABA-ACLR-9K0/145 | EA | ZCHN | Ordered | 11001306 | 11001306
IM09 | 11001307 | NO | M | NO | GAUGE,MAGNETIC LEVEL,XACA-ACLR-9K0/110 | EA | ZCHN | Ordered | 11001307 | 11001307
IM09 | 11001308 | NO | M | NO | GAUGE, MAGNETIC LEVEL,XACA-ACLR-9K0/092 | EA | ZCHN | Ordered | 11001308 | 11001308
IM09 | 11001309 | NO | M | NO | GAUGE, MAGNETIC LEVEL,XAAA-ACLR-2H0/120 | EA | ZCHN | Ordered | 11001309 | 11001309
IM09 | 11001311 | NO | M | NO | GAUGE, MAGNETIC LEVEL,XAAA-ACLR-2H0/070 | EA | ZCHN | Ordered | 11001311 | 11001311
IM09 | 11001312 | NO | M | NO | GAUGE, MAGNETIC LEVEL, XABA-ACLR-4H0/110 | EA | ZCHN | Ordered | 11001312 | 11001312
IM22 | 11001313 | NO | M | NO | TRANSMITTER,GUIDED TDR LVL,705-520A-C10+ | EA | ZCHN | Ordered | 11001313 | 11001313
IM18 | 11001314 | NO | M | NO | SENSOR,BROMINE PLUG-IN, 377-747501-015, | EA | ZCHN | Ordered | 11001314 | 11001314
IM09 | 11001315 | NO | M | NO | MAGNETIC LEVEL GAUGE,XAAA-ACLR-2A0/215 | EA | ZCHN | Ordered | 11001315 | 11001315
IM09 | 11001316 | NO | M | NO | MAGNETIC LEVEL GAUGE, XAAA-ACLR-2A0/055 | EA | ZCHN | Ordered | 11001316 | 11001316
IM09 | 11001317 | NO | M | NO | MAGNETIC LEVEL GAUGE, XAAA-ACLR-2A0/085 | EA | ZCHN | Ordered | 11001317 | 11001317
IM09 | 11001318 | NO | M | NO | MAGNETIC LEVEL GAUGE,XAAA-ACLR-2A0/255 | EA | ZCHN | Ordered | 11001318 | 11001318
IM09 | 11001319 | NO | M | NO | MAGNETIC LEVEL GAUGE, XAAA-ACLR-2A0/234 | EA | ZCHN | Ordered | 11001319 | 11001319
IM09 | 11001321 | NO | M | NO | MAGNETIC LEVEL GAUGE, XAAA-ACLR-2A0/283 | EA | ZCHN | Ordered | 11001321 | 11001321
IM09 | 11001322 | NO | M | NO | MAGNETIC LEVEL GAUGE, XAAA-ACLR-2A0/145 | EA | ZCHN | Ordered | 11001322 | 11001322
IM09 | 11001323 | NO | M | NO | MAGNETIC LEVEL GAUGE, XAAA-ACLR-2A0/320 | EA | ZCHN | Ordered | 11001323 | 11001323
IM09 | 11001324 | NO | M | NO | MAGNETIC LEVEL GAUGE, XAAA-ACLR-2A0/055 | EA | ZCHN | Ordered | 11001324 | 11001324
IM09 | 11001325 | NO | M | NO | MAGNETIC LEVEL GAUGE, XAAA-ACLR-2A0/218 | EA | ZCHN | Ordered | 11001325 | 11001325
IM09 | 11001326 | NO | M | NO | `AGNETIC LEVEL GAUGE, XAAA-ACLR-2A0/180 | EA | ZCHN | Ordered | 11001326 | 11001326
IM21 | 11001327 | NO | M | NO | ULTRASONIC LVL SWITCH,X910-YM2H-015, | EA | ZCHN | Ordered | 11001327 | 11001327
IM25 | 11001328 | NO | M | NO | GUIDED WAVE TDR PROBE,X7MG-J448-104, | EA | ZCHN | Ordered | 11001328 | 11001328
IM21 | 11001329 | NO | M | NO | SWITCH,TEMP,F100-6BS-M201-M446-QC1+,U.E. | EA | ZCHN | Ordered | 11001329 | 11001329
IM21 | 11001330 | NO | M | NO | PRESSURE SWITCH,H100-612-1010-QC1-M201+ | EA | ZCHN | Ordered | 11001330 | 11001330
IM21 | 11001331 | NO | M | NO | PRESSURE SWITCH,H100-171-QC1-M201-M446, | EA | ZCHN | Ordered | 11001331 | 11001331
IM21 | 11001332 | NO | M | NO | PRESSURE SWITCH,H100-191-M446-M201-QC1, | EA | ZCHN | Ordered | 11001332 | 11001332
IM21 | 11001333 | NO | M | NO | LEVEL SWITCH, T31-002N-B11, MAGNETROL | EA | ZCHN | Ordered | 11001333 | 11001333
IM21 | 11001334 | NO | M | NO | PRESSURE SWITCH, J120-376-1519, U.E. | EA | ZCHN | Ordered | 11001334 | 11001334
IM11 | 11001335 | NO | M | NO | MAG.LVL INDICATOR,X1M1-CACB-BEBE-2121-N+ | EA | ZCHN | Ordered | NO | NO
IM11 | 11001336 | NO | M | NO | MAG.LVL.INDICATOR,X1M1-BACB-BEBE-2121-N+ | EA | ZCHN | Ordered | NO | NO
IM11 | 11001337 | NO | M | NO | MAG.LVL.INDICATOR,X1M1-BACB-BEBE-2121-N+ | EA | ZCHN | Ordered | NO | NO
IM11 | 11001338 | NO | M | NO | MAG.LVL.INDICATOR,X1M1-BACB-BEBE-2121-N+ | EA | ZCHN | Ordered | NO | NO
IM11 | 11001339 | NO | M | NO | MAG.LVL.INDICATOR,X1M1-BACB-BEBE-2121-N+ | EA | ZCHN | Ordered | 11001339 | 11001339
IM11 | 11001340 | NO | M | NO | MAG.LVL.INDICATOR,X1M1-BACB-BEBE-2121-N+ | EA | ZCHN | Ordered | 11001340 | 11001340
IM11 | 11001342 | NO | M | NO | MAG.LVL.INDICATOR,X1M1-BACB-BEBE-2121-N+ | EA | ZCHN | Ordered | 11001342 | 11001342
IM11 | 11001343 | NO | M | NO | MAG.LVL.INDICATOR,X1M1-BACB-BEBE-2121-N+ | EA | ZCHN | Ordered | NO | NO
IM11 | 11001344 | NO | M | NO | MAG.LVL.INDICATOR,X1M1-BACB-BEBE-2121-N+ | EA | ZCHN | Ordered | 11001344 | 11001344
IM11 | 11001345 | NO | M | NO | MAG.LVL.INDICATOR,X1M1-BACB-BEBE-2121-N+ | EA | ZCHN | Ordered | NO | NO
IM11 | 11001346 | NO | M | NO | MAG.LVL.INDICATOR,X1M1-BACB-BEBE-2121-N+ | EA | ZCHN | Ordered | NO | NO
IM22 | 11001347 | NO | M | NO | TRANSMITTER,TDR LVL,705-510A-C10+011-24+ | EA | ZCHN | Ordered | 11001347 | 11001347
IM25 | 11001348 | NO | M | NO | GUIDED WAVE TDR PROBE,X7MT-A640-060 | EA | ZCHN | Ordered | 11001348 | 11001348
IM18 | 11001349 | NO | M | NO | GAS SENSOR ASSY, FP700, 967-521520-100 | EA | ZCHN | Ordered | 11001349 | 11001349
IM07 | 11001350 | NO | M | NO | ADAPTER,3/4" NPT,899-075M20-0NP,DETCON | EA | ZCHN | Ordered | 11001350 | 11001350
IM07 | 11001351 | NO | M | NO | PLUG - M20, 898-SPANPD-M20, DETCON | EA | ZCHN | Ordered | 11001351 | 11001351
IM21 | 11001352 | NO | M | NO | SWITCH ASSEMBLY,089-8301-001,MAGNETROL | EA | ZCHN | Ordered | 11001352 | 11001352
IM25 | 11001353 | NO | M | NO | POWER SUPPLY PC BOARD,030-2212-003, | EA | ZCHN | Ordered | 11001353 | 11001353
IM17 | 11001354 | NO | M | NO | REGULATOR, 943-090005-510, DETCON | EA | ZCHN | Ordered | 11001354 | 11001354
IM25 | 11001355 | NO | M | NO | HUMIDIFYING TUBE,985-241100-321,DETCON | EA | ZCHN | Ordered | 11001355 | 11001355
IM22 | 11001356 | NO | M | NO | TRANSMITTER,TDR LVL,706-512A-310+7CF-63+ | EA | ZCHN | Ordered | NO | NO
IM11 | 11001357 | NO | M | NO | MAG. LVL INDICAT,1MT-AAAN-AHNN-11NN-NN3+ | EA | ZCHN | Ordered | 11001357 | 11001357
IM11 | 11001358 | NO | M | NO | MAG. LVL INDICAT,1MT-AAAN-AHNN-11NN-NN3+ | EA | ZCHN | Ordered | 11001358 | 11001358
IM11 | 11001359 | NO | M | NO | MAG. LVL INDICAT,W/SWITCH,1M1-AAAA-BEAE+ | EA | ZCHN | Ordered | NO | NO
IM25 | 11001361 | NO | M | NO | 1010-N4X-SA BBU,ENCL,954-1010A3-511A, | EA | ZCHN | Ordered | 11001361 | 11001361
IM18 | 11001362 | NO | M | NO | DM-500IS-H2S SENSOR ASSY. 965-24248B-100 | EA | ZCHN | Ordered | 11001362 | 11001362
IM25 | 11001363 | NO | M | NO | GUIDED WAVE TDR PROBE,X7MR-N630-525, | EA | ZCHN | Ordered | 11001363 | 11001363
IM25 | 11001364 | NO | M | NO | PC BOARD ASSY. (WIRING),Z30-9151-001 | EA | ZCHN | Ordered | 11001364 | 11001364
IM21 | 11001365 | NO | M | NO | PRESSURE SWITCH,J120-361-1519, U.E. | EA | ZCHN | Ordered | 11001365 | 11001365
IM21 | 11001366 | NO | M | NO | PRESSURE SWITCH,H122-376, U.E. | EA | ZCHN | Ordered | 11001366 | 11001366
IM25 | 11001367 | NO | M | NO | CONTROLLER 1610 N4X, 954-1610A3-311, | EA | ZCHN | Ordered | 11001367 | 11001367
IM25 | 11001368 | NO | M | NO | XENON TUBE,SM87HXB, P/N. PX99900122,MEDC | EA | ZCHN | Ordered | 11001368 | 11001368
IM09 | 11001369 | NO | M | NO | GAUGE,MAGNETIC LVL,XABA-AELR-4H0/230, | EA | ZCHN | Ordered | 11001369 | 11001369
IM09 | 11001370 | NO | M | NO | GAUGE,MAGNETIC LVL, XABA-AELR-4H0/380 | EA | ZCHN | Ordered | 11001370 | 11001370
IM09 | 11001371 | NO | M | NO | GAUGE,MAGNETIC LVL, XABA-AELR-4H0/086 | EA | ZCHN | Ordered | 11001371 | 11001371
IM09 | 11001372 | NO | M | NO | GAUGE,MAGNETIC LVL, XABA-AELR-4H0/096 | EA | ZCHN | Ordered | 11001372 | 11001372
IM09 | 11001373 | NO | M | NO | GAUGE,MAGNETIC LVL, XABA-AELR-4H0/109 | EA | ZCHN | Ordered | 11001373 | 11001373
IM09 | 11001374 | NO | M | NO | GAUGE,MAGNETIC LVL, XABA-AELR-4H0/050 | EA | ZCHN | Ordered | 11001374 | 11001374
IM09 | 11001375 | NO | M | NO | GAUGE,MAGNETIC LVL, XABA-AELR-4H0/090 | EA | ZCHN | Ordered | 11001375 | 11001375
IM09 | 11001376 | NO | M | NO | GAUGE,MAGNETIC LVL, XABA-AELR-4H0/205 | EA | ZCHN | Ordered | 11001376 | 11001376
IM09 | 11001377 | NO | M | NO | GAUGE,MAGNETIC LVL, XABA-AELR-4H0/150 | EA | ZCHN | Ordered | 11001377 | 11001377
IM09 | 11001378 | NO | M | NO | GAUGE,MAGNETIC LVL, XABA-AELR-4H0/224 | EA | ZCHN | Ordered | 11001378 | 11001378
IM09 | 11001379 | NO | M | NO | GAUGE,MAGNETIC LVL, XABA-AELJ-4A0/100 | EA | ZCHN | Ordered | 11001379 | 11001379
IM06 | 11001380 | NO | M | NO | FILTER HOUSING (1),SS127.221.S20V, | EA | ZCHN | Ordered | 11001380 | 11001380
IM06 | 11001381 | NO | M | NO | FILTER HOUSING(1),SS127.221.5K, | EA | ZCHN | Ordered | 11001381 | 11001381
IM06 | 11001382 | NO | M | NO | FILTER HOUSING (1),SS127.221.H.5S | EA | ZCHN | Ordered | 11001382 | 11001382
IM25 | 11001383 | NO | M | NO | INPUT MODULE,976-041400-000, DETCON | EA | ZCHN | Ordered | 11001383 | 11001383
IM21 | 11001384 | NO | M | NO | PRESSURE SWITCH,DIFFERENTIAL,J120K-36,UE | EA | ZCHN | Ordered | 11001384 | 11001384
IM25 | 11001385 | NO | M | NO | CABLE GLAND SS,1/2" NPT, 301-A2S20S-050, | EA | ZCHN | Ordered | 11001385 | 11001385
IM02 | 11001386 | NO | M | NO | XENON BEACON 60fpm,SM87HXBAJ024BY4BNNR, | EA | ZCHN | Ordered | 11001386 | 11001386
IM02 | 11001387 | NO | M | NO | XENON BEACON 60fpm, SM87HXBAJ024RY4BNNR | EA | ZCHN | Ordered | 11001387 | 11001387
IM02 | 11001388 | NO | M | NO | XENON BEACON 60fpm, SM87HXBAJ024CY4BNNR | EA | ZCHN | Ordered | 11001388 | 11001388
IM19 | 11001389 | NO | M | NO | SOUNDER, DB3BEJGD048DT2CPBR, MEDC | EA | ZCHN | Ordered | 11001389 | 11001389
IM22 | 11001390 | NO | M | NO | TRANSMITTER,DISPLACER LVL,XE35-KQ4E-H1E | EA | ZCHN | Ordered | 11001390 | 11001390
IM25 | 11001391 | NO | M | NO | ADAPTER,899-075050-316,3/4"M x 1/2"F,NPT | EA | ZCHN | Ordered | 11001391 | 11001391
IM22 | 11001392 | NO | M | NO | TRANSMITTER,TDR LVL,705-510A-310+011-24+ | EA | ZCHN | Ordered | 11001392 | 11001392
IM25 | 11001393 | NO | M | NO | SEMICONDUCTOR, 966-01452B-100, TP-624D, | EA | ZCHN | Ordered | 11001393 | 11001393
IM06 | 11001394 | NO | M | NO | FILTER HOUSING (1),SS117.111,CLASSIC FIL | EA | ZCHN | Ordered | 11001394 | 11001394
MM06 | 11001395 | NO | M | NO | SUPPORT CORE (1),SC.SS11, CLASSIC FILTER | EA | ZCHN | Ordered | 11001395 | 11001395
IM06 | 11001396 | NO | M | NO | SEAL (1), GV.SS117, CLASSIC FILTERS | EA | ZCHN | Ordered | 11001396 | 11001396
IM07 | 11001397 | NO | M | NO | MOUNTING BRACKET,MB.SS11,CLASSIC FILTER | EA | ZCHN | Ordered | 11001397 | 11001397
IM22 | 11001398 | NO | M | NO | TRANSMITTER,TDR LVL,X705-510A-C10 + 7MR+ | EA | ZCHN | Ordered | 11001398 | 11001398
IM18 | 11001400 | NO | M | NO | LEL GAS SENSOR,9H7-211520-100C,IR-700, | EA | ZCHN | Ordered | 11001400 | 11001400
IM25 | 11001401 | NO | M | NO | PUSHBUTTON CALLPOINT,SM87PBMADJ3B3RNYNYZ | EA | ZCHN | Ordered | NO | NO
IM19 | 11001402 | NO | M | NO | SOUNDER 27 TONE,DB1PULA024C1C3DTNRZ,MEDC | EA | ZCHN | Ordered | NO | NO
IM02 | 11001403 | NO | M | NO | XENON BEACON,SM87HXBAUL024RY4B4RYNR,MEDC | EA | ZCHN | Ordered | NO | NO
IM02 | 11001404 | NO | M | NO | XENON BEACON,SM87HXBAUL024CY4B4RYNR,MEDC | EA | ZCHN | Ordered | NO | NO
EM08 | 11001407 | NO | M | NO | D20S STATUS INPUT MODULE,GE,D20S227UUUUA | EA | ZCHN | Ordered | 11001407 | 11001407
IM11 | 11001408 | NO | M | NO | INDICATOR,MAG.LEVEL,X1M1-BAAB-WDBE-1111+ | EA | ZCHN | Ordered | 11001408 | 11001408
IM21 | 11001409 | NO | M | NO | FLOAT LVL SWITCH,CAGE MOUN,XO30-DB20-HM3 | EA | ZCHN | Ordered | 11001409 | 11001409
IM25 | 11001410 | NO | M | NO | GWR + MLI, XBGA + 706 + 7CF,MAGNETROL | EA | ZCHN | Ordered | 11001410 | 11001410
IM25 | 11001411 | NO | M | NO | DISPLACER+CABLE KIT,C10,089-6155-001 | EA | ZCHN | Ordered | 11001411 | 11001411
IM21 | 11001412 | NO | M | NO | PRESSURE SWITCH,H122-358, U.E. | EA | ZCHN | Ordered | 11001412 | 11001412
IM21 | 11001413 | NO | M | NO | PRESSURE SWITCH,J120-452-M446-M201-QC1, | EA | ZCHN | Ordered | NO | NO
IM18 | 11001414 | NO | M | NO | SENSOR,PLUG IN,DM-700-O2,377-343401-025 | EA | ZCHN | Ordered | 11001414 | 11001414
IM01 | 11001415 | NO | M | NO | TRACE MOISTURE ANALYZER,8800A,TELEDYNE | EA | ZCHN | Ordered | 11001415 | 11001415
IM21 | 11001416 | NO | M | NO | SWITCH,THERMAL DISP,TD2-7D00-030 + TMH+ | EA | ZCHN | Ordered | 11001416 | 11001416
IM22 | 11001417 | NO | M | NO | TRANSMITTER,TDR LEVEL,X706-520A-A20+7CD+ | EA | ZCHN | Ordered | 11001417 | 11001417
IM21 | 11001418 | NO | M | NO | TEMPERATURE SWITCH,E121-4BS-M201, U.E. | EA | ZCHN | Ordered | 11001418 | 11001418
IM21 | 11001419 | NO | M | NO | TEMPERATURE SWITCH,B121-120-M201, U.E. | EA | ZCHN | Ordered | 11001419 | 11001419
IM21 | 11001420 | NO | M | NO | PRESSURE SWITCH,H117-172-1190-M201-M446+ | EA | ZCHN | Ordered | 11001420 | 11001420
IM21 | 11001422 | NO | M | NO | SWITCH,THERMAL DISP.XTD2-8D00-030 + XTM+ | EA | ZCHN | Ordered | 11001422 | 11001422
IM11 | 11001423 | NO | M | NO | INDICATOR,MAG.LVL,X1M1-CAAB-BEBE-2727-N+ | EA | ZCHN | Ordered | NO | NO
IM18 | 11001424 | NO | M | NO | GAS SENSOR,PI-700-VOC,967-P14520-010, | EA | ZCHN | Ordered | 11001424 | 11001424
IM05 | 11001425 | NO | M | NO | PLUG-IN DETECTOR,PI-701,377-P20000-100 | EA | ZCHN | Ordered | 11001425 | 11001425
IM21 | 11001426 | NO | M | NO | PRESSURE SWITCH,H117-191-M201-QC1,U.E. | EA | ZCHN | Ordered | 11001426 | 11001426
IM22 | 11001441 | NO | M | NO | TRANSMITTER,DISPLACER LVL,XE36-JQ4I-H11 | EA | ZCHN | Ordered | NO | NO
IM21 | 11001442 | NO | M | NO | DISPLACER LVL SWITCH,XN15-AB20-HM7 | EA | ZCHN | Ordered | NO | NO
IM25 | 11001443 | NO | M | NO | ELECTRONIC MODULE,Z31-2844-001,MAGNETROL | EA | ZCHN | Ordered | 11001443 | 11001443
IM25 | 11001444 | NO | M | NO | LVDT ASSEMBLY KIT,089-7827-007,MAGNETROL | EA | ZCHN | Ordered | 11001444 | 11001444
IM25 | 11001450 | NO | M | NO | PLATE ASSY CELL MDL 4020/4060,B79154 | EA | ZCHN | Ordered | 11001450 | 11001450
IM25 | 11001451 | NO | M | NO | FUSE 2.0A 250V SLOW 3AG, F00010,TELEDYNE | EA | ZCHN | Ordered | 11001451 | 11001451
IM25 | 11001452 | NO | M | NO | LAMP LED ER700 STNLY RED,L00154,TELEDYNE | EA | ZCHN | Ordered | 11001452 | 11001452
IM25 | 11001453 | NO | M | NO | AKIT, EXPENDABLES,CO(N811 pump)009600400 | EA | ZCHN | Ordered | 11001453 | 11001453
IM25 | 11001454 | NO | M | NO | AKIT,TFE FLTR ELEM,47mm,009690000 | EA | ZCHN | Ordered | 11001454 | 11001454
IM25 | 11001455 | NO | M | NO | AKIT, TFE FLTR ELEM.47MM,009690100 | EA | ZCHN | Ordered | 11001455 | 11001455
IM25 | 11001456 | NO | M | NO | ORING, 2-136V (PA),OR0000041,TELEDYNE | EA | ZCHN | Ordered | 11001456 | 11001456
IM25 | 11001457 | NO | M | NO | PC BD ASSY IGNITION MDL 4020,B74671A` | EA | ZCHN | Ordered | 11001457 | 11001457
IM25 | 11001458 | NO | M | NO | PC BOARD ASSY TEMPERATURE CONT.,B30927 | EA | ZCHN | Ordered | 11001458 | 11001458
IM25 | 11001459 | NO | M | NO | PC BD ASSY PRE-AMP MDL 4020, B74674A | EA | ZCHN | Ordered | 11001459 | 11001459
IM25 | 11001460 | NO | M | NO | O-RING,HOUSING COVER,012-2201-237 | EA | ZCHN | Ordered | 11001460 | 11001460
IM25 | 11001461 | NO | M | NO | FP-700 CATA. COMBUSTIBLE GAS,S927-520000 | EA | ZCHN | Ordered | 11001461 | 11001461
IM25 | 11001462 | NO | M | NO | ELECTRONIC MODULE,TD2,089-7250-003 | EA | ZCHN | Ordered | 11001462 | 11001462
IM25 | 11001463 | NO | M | NO | GUIDED WAVE TDR PROBE,X7MG-J448-610, | EA | ZCHN | Ordered | 11001463 | 11001463
IM09 | 11001464 | NO | M | NO | GAUGE,MAGNETIC LVL,X1E1-BAAB-BEAE-3131-+ | EA | ZCHN | Ordered | 11001464 | 11001464
IM21 | 11001465 | NO | M | NO | SWITCH+MECHANISM SERIES,C/O,089-7401-109 | EA | ZCHN | Ordered | 11001465 | 11001465
IM21 | 11001466 | NO | M | NO | SWITCH+MECHANISM SERIES U,047-5534-001 | EA | ZCHN | Ordered | 11001466 | 11001466
IM21 | 11001467 | NO | M | NO | SWITCH+MECHANISM SERIES B/Q,089-7401-104 | EA | ZCHN | Ordered | 11001467 | 11001467
IM25 | 11001468 | NO | M | NO | KIT; DISPLACER TYPE, 089-6116-001 | EA | ZCHN | Ordered | 11001468 | 11001468
IM21 | 11001469 | NO | M | NO | SWITCH,CAGE MOUN. FLOAT LVL,B43-AN40-CKA | EA | ZCHN | Ordered | 11001469 | 11001469
IM21 | 11001470 | NO | M | NO | SWTICH,CAGE MOUNT.FLOAT LVL,B24-AB10-CNP | EA | ZCHN | Ordered | 11001470 | 11001470
IM22 | 11001471 | NO | M | NO | TRANSMITTER,TDR LEVEL, X705-51AA-C10 | EA | ZCHN | Ordered | 11001471 | 11001471
EM23 | 11001472 | NO | M | NO | POWER SUPPLY, 24VDC 40W, P01253,TELEDYNE | EA | ZCHN | Ordered | 11001472 | 11001472
IM22 | 11001473 | NO | M | NO | TRANSMITTER,PLUG-IN,925-995480-000, | EA | ZCHN | Ordered | 11001473 | 11001473
IM02 | 11001475 | NO | M | NO | BEACON,GRP XENON,XB15UL0241508BNBTN,MEDC | EA | ZCHN | Ordered | 11001475 | 11001475
IM02 | 11001476 | NO | M | NO | BEACON,GRP XENON,XB15UL0241508RNBTN,MEDC | EA | ZCHN | Ordered | 11001476 | 11001476
IM02 | 11001477 | NO | M | NO | BEACON,GRP XENON,XB15UL0241508CNBTN,MEDC | EA | ZCHN | Ordered | 11001477 | 11001477
IM19 | 11001478 | NO | M | NO | SOUNDER, DB3BULGD048T2CPNR, MEDC | EA | ZCHN | Ordered | 11001478 | 11001478
IM22 | 11001479 | NO | M | NO | TRANSMITTER,TDR LVL,X706-512A-B12 + 7CF+ | EA | ZCHN | Ordered | 11001479 | 11001479
IM02 | 11001480 | NO | M | NO | BEACON,GRP XENON,XB15UL1201506BWBDTR | EA | ZCHN | Ordered | 11001480 | 11001480
IM21 | 11001481 | NO | M | NO | SWITCH,ULTRASONIC LEVEL,X910-5M22-075 | EA | ZCHN | Ordered | 11001481 | 11001481
IM25 | 11001482 | NO | M | NO | FLOW METER,THER. DISP.,TA2-A1B0-130 + T+ | EA | ZCHN | Ordered | NO | NO
IM25 | 11001483 | NO | M | NO | FLOW METER,THER. DISP.,TA2-A1B0-130 + T+ | EA | ZCHN | Ordered | NO | NO
IM25 | 11001484 | NO | M | NO | FLOW METER,THER. DISP.,TA2-A1B0-230 + T+ | EA | ZCHN | Ordered | NO | NO
EM34 | 11001485 | NO | M | NO | TRANSDUCER,ULTRASONIC,384-5K10-010, | EA | ZCHN | Ordered | 11001485 | 11001485
IM21 | 11001487 | NO | M | NO | SWITCH ONLY SERIES X,037-9102-001, | EA | ZCHN | Ordered | 11001487 | 11001487
IM21 | 11001488 | NO | M | NO | LEVEL SWITCH,SIDE MOU FLOAT,TK1-001N-BSK | EA | ZCHN | Ordered | 11001488 | 11001488
IM21 | 11001492 | NO | M | NO | SWITCH+MECHANISM SERIES, 089-7401-108 | EA | ZCHN | Ordered | 11001492 | 11001492
IM25 | 11001493 | NO | M | NO | MODEL 3210 – 32 CHANNELS,951-3210A5-712, | EA | ZCHN | Ordered | 11001493 | 11001493
IM22 | 11001494 | NO | M | NO | TRANSMITTER.LVL CAP,805-511A-A11+X8CC-A+ | EA | ZCHN | Ordered | 11001494 | 11001494
IM22 | 11001495 | NO | M | NO | TRANSMITTER.LVL CAP,805-511A-A11+X8CC-A+ | EA | ZCHN | Ordered | 11001495 | 11001495
IM25 | 11001505 | NO | M | NO | CHANNEL INT CONT SYS. 954-MCX020-404-NS | EA | ZCHN | Ordered | NO | NO
IM25 | 11001506 | NO | M | NO | CHANNEL INT CONT SYS. 954-MCX020-403-NS | EA | ZCHN | Ordered | NO | NO
IM25 | 11001507 | NO | M | NO | CHANNEL INT CONT SYS. 954-MCX020-603-NS | EA | ZCHN | Ordered | NO | NO
IM21 | 11001508 | NO | M | NO | SWITCH,FLOAT LVL,T20-1K3C-DNY,MAGNETROL | EA | ZCHN | Ordered | 11001508 | 11001508
IM21 | 11001509 | NO | M | NO | SWITCH,DISPLACER LVL, B15-AH3B-DLB, | EA | ZCHN | Ordered | 11001509 | 11001509
IM25 | 11001510 | NO | M | NO | ENCLOSING TUBE,032-6302-037,MAGNETROL | EA | ZCHN | Ordered | 11001510 | 11001510
IM25 | 11001511 | NO | M | NO | CABLE KIT, 089-5804-003, MAGNETROL | EA | ZCHN | Ordered | 11001511 | 11001511
IM21 | 11001512 | NO | M | NO | LEVEL SWITCH, C25-1B10-CLJ, MAGNETROL | EA | ZCHN | Ordered | 11001512 | 11001512
IM25 | 11001513 | NO | M | NO | ELECTRONIC MODULE, TD2,089-7250-010 | EA | ZCHN | Ordered | 11001513 | 11001513
IM22 | 11001514 | NO | M | NO | TRANSMITTER,TDR LEVEL,705-520A-210, | EA | ZCHN | Ordered | 11001514 | 11001514
IM25 | 11001517 | NO | M | NO | TUBING TYGON #17 MDL 6750,TT00327 | EA | ZCHN | Ordered | 11001517 | 11001517
IM18 | 11001518 | NO | M | NO | SENSOR B3 MFC, C06689-B3, TELEDYNE | EA | ZCHN | Ordered | 11001518 | 11001518
IM25 | 11001519 | NO | M | NO | MAIN PC BD MDL 3110 ATEX,B80859A,TELEDYN | EA | ZCHN | Ordered | 11001519 | 11001519
IM18 | 11001520 | NO | M | NO | IR-700,LEL GAS SENSOR,9H7-214520-100C | EA | ZCHN | Ordered | 11001520 | 11001520
IM21 | 11001522 | NO | M | NO | SWITCH ASSY. SERIES HS,089-8301-003, | EA | ZCHN | Ordered | 11001522 | 11001522
IM21 | 11001523 | NO | M | NO | SWITCH,FLOAT LEVEL, B60-1B20-CKA, | EA | ZCHN | Ordered | 11001523 | 11001523
IM21 | 11001524 | NO | M | NO | SWITCH,FLOAT LEVEL, XB40-1C50-FKW,MAGNE. | EA | ZCHN | Ordered | 11001524 | 11001524
IM11 | 11001530 | NO | M | NO | MAG.LVL INDICATOR,X1M1-CACB-BEBE-2121-N+ | EA | ZCHN | Ordered | 11001530 | 11001530
IM11 | 11001531 | NO | M | NO | MAG.LVL IND.X1M1-BACB-BEBE-2121-NE3B21E+ | EA | ZCHN | Ordered | 11001531 | 11001531
IM11 | 11001532 | NO | M | NO | MAG.LVL IND.X1M1-BACB-BEBE-2121-NF3B21D+ | EA | ZCHN | Ordered | 11001532 | 11001532
IM11 | 11001533 | NO | M | NO | MAG.LVL IND.X1M1-BACB-BEBE-2121-NE3B21E+ | EA | ZCHN | Ordered | 11001533 | 11001533
IM11 | 11001534 | NO | M | NO | MAG.LVL IND.X1M1-BACB-BEBE-2121-NF3B2AB+ | EA | ZCHN | Ordered | 11001534 | 11001534
IM11 | 11001535 | NO | M | NO | MAG.LVL IND.X1M1-BACB-BEBE-2121-NN3B21E+ | EA | ZCHN | Ordered | 11001535 | 11001535
IM11 | 11001536 | NO | M | NO | MAG.LVL IND.X1M1-BACB-BEBE-2121-NN3B2AB+ | EA | ZCHN | Ordered | 11001536 | 11001536
IM11 | 11001537 | NO | M | NO | MAG.LVL IND.X1M1-BACB-BEBE-2121-NG3B2AB+ | EA | ZCHN | Ordered | 11001537 | 11001537
EM23 | 11001539 | NO | M | NO | POWER SUPPLY, 360-RWS300-024, DETCON | EA | ZCHN | Ordered | 11001539 | 11001539
IM25 | 11001550 | NO | M | NO | QUICK-DISCONNECT FITTINGS,316 SS,TELEDYN | EA | ZCHN | Ordered | 11001550 | 11001550
IM11 | 11001551 | NO | M | NO | MAG. LVL INDICATOR,1M1-BAAB-BEBE-1111-N+ | EA | ZCHN | Ordered | 11001551 | 11001551
IM11 | 11001552 | NO | M | NO | MAG. LVL INDICATOR,1M1-BAAB-BEBE-1111-N+ | EA | ZCHN | Ordered | 11001552 | 11001552
IM11 | 11001553 | NO | M | NO | MAG. LVL INDICATOR, XAAA-8EJQ-2A0/115 | EA | ZCHN | Ordered | NO | NO
IM22 | 11001554 | NO | M | NO | TRANSMITTER,TDR LVL,706-512A-310+7CF-43+ | EA | ZCHN | Ordered | NO | NO
IM21 | 11001555 | NO | M | NO | FLOW SWITCH, VANE TYPE, XF10-4D24-BF9 | EA | ZCHN | Ordered | 11001555 | 11001555
IM22 | 11001556 | NO | M | NO | TRANSMITTER,MAGNETOSTRICTIVE,X241-3D53-+ | EA | ZCHN | Ordered | 11001556 | 11001556
IM01 | 11001557 | NO | M | NO | ANALYZER,3110 PORTABLE,W/DISC. FITTINGS, | EA | ZCHN | Ordered | 11001557 | 11001557
IM25 | 11001558 | NO | M | NO | MAGNETIC FLOAT,007-1BEE-210,MAGNETROL | EA | ZCHN | Ordered | 11001558 | 11001558
IM21 | 11001559 | NO | M | NO | PRESSURE SWITCH, J120-452-M446-QC1, U.E. | EA | ZCHN | Ordered | 11001559 | 11001559
IM18 | 11001560 | NO | M | NO | PROPANE,SENSOR IR-700,9H7-214520-100C | EA | ZCHN | Ordered | 11001560 | 11001560
IM18 | 11001561 | NO | M | NO | METHANE,SENSOR IR-700,9H7-214520-100C | EA | ZCHN | Ordered | 11001561 | 11001561
IM21 | 11001562 | NO | M | NO | PRESSURE SWITCH,10F-15-M405,UNITED ELEC. | EA | ZCHN | Ordered | 11001562 | 11001562
ITM6 | 11001563 | NO | M | NO | COMPUTER CE X PROGRAM,CP02684,TELEDYNE | EA | ZCHN | Ordered | 11001563 | 11001563
IM25 | 11001564 | NO | M | NO | PC BD ASSY.3000T/P,E-PROM PROGRAM 3000T | EA | ZCHN | Ordered | 11001564 | 11001564
IM25 | 11001566 | NO | M | NO | SENSOR MOS, H2S, MOUNT KIT, JUNCTION BOX | EA | ZCHN | Ordered | 11001566 | 11001566
IM11 | 11001567 | NO | M | NO | MAG. LVL IND.,X1M1-BAAB-BEAE-3131-NN3A2+ | EA | ZCHN | Ordered | 11001567 | 11001567
IM11 | 11001568 | NO | M | NO | MAG. LVL IND.,X1M1-BAAB-BEAE-3131-NN3A2+ | EA | ZCHN | Ordered | 11001568 | 11001568
IM22 | 11001569 | NO | M | NO | TRANSMITTER,TDR LVL,706-512A-B12 + 7CF-+ | EA | ZCHN | Ordered | 11001569 | 11001569
IM22 | 11001570 | NO | M | NO | TRANSMITTER,TDR LVL,706-512A-B12 + 7CF-+ | EA | ZCHN | Ordered | 11001570 | 11001570
IM22 | 11001571 | NO | M | NO | TRANSMITTER,TDR LVL,706-512A-B12 + X7C1+ | EA | ZCHN | Ordered | 11001571 | 11001571
IM22 | 11001572 | NO | M | NO | TRANSMITTER,TDR LVL,706-512A-B12 + X7C1+ | EA | ZCHN | Ordered | 11001572 | 11001572
IM21 | 11001573 | NO | M | NO | THERM DISP. SWITCH,TD2‐7D00‐030+TMA‐A43+ | EA | ZCHN | Ordered | 11001573 | 11001573
IM21 | 11001574 | NO | M | NO | PRESSURE SWITCH, J6-266-CC2, UE | EA | ZCHN | Ordered | 11001574 | 11001574
IM25 | 11001576 | NO | M | NO | PUMP HEAD STD VERSION#16,P01502,TELEDYNE | EA | ZCHN | Ordered | 11001576 | 11001576
IM25 | 11001577 | NO | M | NO | PUMP HEAD STD VERSION#16,P01502,TELEDYNE | EA | ZCHN | Ordered | 11001577 | 11001577
IM25 | 11001578 | NO | M | NO | PUMP HEAD STD VERSION#16,P01502,TELEDYNE | EA | ZCHN | Ordered | 11001578 | 11001578
IM25 | 11001579 | NO | M | NO | DM-700-O2 OXYGEN DEFICI,S927-343400-25PC | EA | ZCHN | Ordered | 11001579 | 11001579
IM22 | 11001580 | NO | M | NO | TRANSMITTER,DISP.LVL.E32-KG4B-S1E | EA | ZCHN | Ordered | 11001580 | 11001580
IM21 | 11001581 | NO | M | NO | MICROSWITCH, OES-A11C-001, MAGNETROL | EA | ZCHN | Ordered | 11001581 | 11001581
IM07 | 11001582 | NO | M | NO | FLOAT, 007-1A2B-120, MAGNETROL | EA | ZCHN | Ordered | 11001582 | 11001582
IM21 | 11001583 | NO | M | NO | PRESSURE SWITCHES (J's) J120-S156B-1010 | EA | ZCHN | Ordered | 11001583 | 11001583
IM21 | 11001584 | NO | M | NO | THERMAL FLOW SWITCH XTD2-8H00-030 + XTML | EA | ZCHN | Ordered | NO | NO
IM25 | 11001587 | NO | M | NO | SS SAMPLE CHAMBER 943-121747-SS5 | EA | ZCHN | Ordered | 11001587 | 11001587
IM22 | 11001588 | NO | M | NO | IR700CH Infrared Combustible Hydrocarbon | EA | ZCHN | Ordered | 11001588 | 11001588
IM05 | 11001589 | NO | M | NO | INTEGRATED ALARM & CONTROL X40-08-N4X | EA | ZCHN | Ordered | 11001589 | 11001589
IM18 | 11001590 | NO | M | NO | MONITORS MCX SITE MGR 954-SW0ASM-A11 | EA | ZCHN | Ordered | 11001590 | 11001590
IM17 | 11001591 | NO | M | NO | SW-X40 CONTROLLER 954-X08001-201-401 | EA | ZCHN | Ordered | NO | NO
IM15 | 11001592 | NO | M | NO | DI-4 CHANNEL I/P MODULE 975-041402-000 | EA | ZCHN | Ordered | 11001592 | 11001592
IM21 | 11001593 | NO | M | NO | RXT-320 W/ ALUMINUM J-BOX 976-000321-000 | EA | ZCHN | Ordered | 11001593 | 11001593
IM25 | 11001594 | NO | M | NO | PLUG-IN BATT 12V 2200mAh 976-0BP303-012 | EA | ZCHN | Ordered | 11001594 | 11001594
IM22 | 11001595 | NO | M | NO | SPS-10W-DV2 SOLAR PANEL 975-SX310J-012 | EA | ZCHN | Ordered | 11001595 | 11001595
IM07 | 11001596 | NO | M | NO | SS FLOW THROUGH ADAPTER 943-001747-SS5 | EA | ZCHN | Ordered | 11001596 | 11001596
IM25 | 11001597 | NO | M | NO | GROMMET 010-5503-001 | EA | ZCHN | Ordered | 11001597 | 11001597
IM23 | 11001598 | NO | M | NO | GASKET KIT 089-3604-001 | EA | ZCHN | Ordered | 11001598 | 11001598
IM21 | 11001599 | NO | M | NO | SWITCH + MECHANISM 089-7401-102 | EA | ZCHN | Ordered | 11001599 | 11001599
IM04 | 11001600 | NO | M | NO | ELECTRONIC MODULE MOD:705 Z31-2835-001 | EA | ZCHN | Ordered | 11001600 | 11001600
IM04 | 11001601 | NO | M | NO | ELECTRONIC MODULE MOD:705 Z31-2841-002 | EA | ZCHN | Ordered | 11001601 | 11001601
IM22 | 11001602 | NO | M | NO | GUIDED WAVE TDR LEVEL XMTR 468-LT-0001/2 | EA | ZCHN | Ordered | 11001602 | 11001602
IM22 | 11001603 | NO | M | NO | GUIDED WAVE TDR LEVEL XMTR 468-LT-0005/6 | EA | ZCHN | Ordered | 11001603 | 11001603
IM11 | 11001604 | NO | M | NO | MAGNETIC LEVEL IND TAG#468-LGS-0007/0008 | EA | ZCHN | Ordered | 11001604 | 11001604
IM22 | 11001605 | NO | M | NO | MOD LEVEL XMTR PC BRD KIT 089-7826-004 | EA | ZCHN | Ordered | 11001605 | 11001605
IM21 | 11001606 | NO | M | NO | THERMAL DISPERSION SWITCH TD2-7D00-030 | EA | ZCHN | Ordered | 11001606 | 11001606
IM22 | 11001607 | NO | M | NO | SPRING,STEM,& ATTRA SLV KIT 089-5327-001 | EA | ZCHN | Ordered | 11001607 | 11001607
IM11 | 11001610 | NO | M | NO | MAG LVL IND BBBE-1717-NN3B4FD-120 | EA | ZCHN | Ordered | 11001610 | 11001610
IM11 | 11001611 | NO | M | NO | MAG LVL IND BEBE-1717-NN3B4ED-120 | EA | ZCHN | Ordered | 11001611 | 11001611
IM11 | 11001612 | NO | M | NO | MAG LVL IND BBBE-1717-NN3B4EB-100 | EA | ZCHN | Ordered | 11001612 | 11001612
IM11 | 11001613 | NO | M | NO | MAG LVL IND BBBE-1717-NN3B4FD-120 | EA | ZCHN | Ordered | 11001613 | 11001613
IM11 | 11001614 | NO | M | NO | MAG LVL IND BBBE-1717-NN3B4ED-120 | EA | ZCHN | Ordered | 11001614 | 11001614
IM18 | 11001615 | NO | M | NO | SW-X40 CONTROLLER 954-X08001-201-601 | EA | ZCHN | Ordered | 11001615 | 11001615
IM21 | 11001616 | NO | M | NO | CAGE MTD FLOAT LVL SWITCH B73-AB20-CKP | EA | ZCHN | Ordered | 11001616 | 11001616
IM22 | 11001617 | NO | M | NO | DISPLACER LVL TRANSMITTER XE35-KQ3C-S11 | EA | ZCHN | Ordered | 11001617 | 11001617
IM21 | 11001618 | NO | M | NO | ULTRASONIC LEVEL SWITCH 910-P1A2-003 | EA | ZCHN | Ordered | 11001618 | 11001618
IM21 | 11001619 | NO | M | NO | PRESSURE SWITCHES-(J's) UEC, J120-171 | EA | ZCHN | Ordered | 11001619 | 11001619
IM21 | 11001620 | NO | M | NO | PRS SWITCHES-(H's) H121-361-M201-1530 | EA | ZCHN | Ordered | NO | NO
IM21 | 11001621 | NO | M | NO | PRS SWITCHES-(H's)H121-612-M201-1010-QC1 | EA | ZCHN | Ordered | 11001621 | 11001621
IM14 | 11001622 | NO | M | NO | CONTROLLER MASS FLOW-6750, PN:CP02683 | EA | ZCHN | Ordered | 11001622 | 11001622
IM11 | 11001623 | NO | M | NO | MAG LVL IND X1M1-CAAB-BEBE-2727-NN3A4GD- | EA | ZCHN | Ordered | 11001623 | 11001623
IM22 | 11001624 | NO | M | NO | MAGNETOSTRICTIVE LVL XMTR 251-3H00-DOW+ | EA | ZCHN | Ordered | 11001624 | 11001624
IM22 | 11001625 | NO | M | NO | CAPACITANCE PROBE, PN:8CA-1A1A-046 | EA | ZCHN | Ordered | 11001625 | 11001625
IM21 | 11001626 | NO | M | NO | CAPACITANCE LEVEL SWITCH 080-8012-322 | EA | ZCHN | Ordered | 11001626 | 11001626
IM21 | 11001627 | NO | M | NO | GLOBE VALVE TYPE FLOWSWITCH F50-DB2D-WJ9 | EA | ZCHN | Ordered | 11001627 | 11001627
IM21 | 11001628 | NO | M | NO | SWITCH+MECHANISM SERIES C/O 089-7401-107 | EA | ZCHN | Ordered | 11001628 | 11001628
IM07 | 11001629 | NO | M | NO | FLOAT AND STEM KIT 089-3208-001 | EA | ZCHN | Ordered | 11001629 | 11001629
IM07 | 11001630 | NO | M | NO | ENCLOSING TUBE KIT 089-5933-004 | EA | ZCHN | Ordered | 11001630 | 11001630
IM21 | 11001631 | NO | M | NO | CAGE FLOAT LEVEL SWITCH C60-2B20-BLB | EA | ZCHN | Ordered | 11001631 | 11001631
IM01 | 11001632 | NO | M | NO | ANALYZER SYSTEM, MOD-2020 TCD, TELEDYNE | EA | ZCHN | Ordered | 11001632 | 11001632
IM01 | 11001633 | NO | M | NO | SAMPLE CONDITIONING SYSTEM FOR 2020 TCD | EA | ZCHN | Ordered | 11001633 | 11001633
IM04 | 11001635 | NO | M | NO | MAIN COMPUTER BOARD, PN:C73870D | EA | ZCHN | Ordered | 11001635 | 11001635
IM03 | 11001636 | NO | M | NO | FUSE,1A,250V,5X20MM,T-SLOW BLOW-F1275 | EA | ZCHN | Ordered | 11001636 | 11001636
IM04 | 11001637 | NO | M | NO | CELL ASSEMBLY, PN: A31157, TELEDYNE | EA | ZCHN | Ordered | 11001637 | 11001637
IM25 | 11001638 | NO | M | NO | FLAME ARRESTORS FOR GR. BCD, TELEDYNE | EA | ZCHN | Ordered | 11001638 | 11001638
IM11 | 11001640 | NO | M | NO | MAG LEVEL INDICATOR XAAA-1EJQ-2A0/050 | EA | ZCHN | Ordered | 11001640 | 11001640
IM18 | 11001641 | NO | M | NO | IS SENSOR HOUSING, 394-505000-100 | EA | ZCHN | Ordered | 11001641 | 11001641
IM11 | 11001643 | NO | M | NO | GWR + MLI (AURORA Design) XBGA-KB4D-290+ | EA | ZCHN | Ordered | 11001643 | 11001643
IM11 | 11001644 | NO | M | NO | GWR + MLI (AURORA Design) XBGA-KB4D-397+ | EA | ZCHN | Ordered | 11001644 | 11001644
IM11 | 11001645 | NO | M | NO | GWR + MLI (AURORA Design) XBGA-KB4D-153+ | EA | ZCHN | Ordered | 11001645 | 11001645
IM04 | 11001646 | NO | M | NO | REMOTE DISPLAY PANEL, 954-XRD640-110 | EA | ZCHN | Ordered | 11001646 | 11001646
IM21 | 11001647 | NO | M | NO | FLOW SWITCH,THERMAL DISP. XTD2-7H00-030+ | EA | ZCHN | Ordered | 11001647 | 11001647
IM25 | 11001648 | NO | M | NO | ELECTRONIC MODULE, 962, 089-7258-003 | EA | ZCHN | Ordered | 11001648 | 11001648
IM25 | 11001649 | NO | M | NO | FUSE 0.25A 250V, F01128, TELEDYNE | EA | ZCHN | Ordered | 11001649 | 11001649
IM25 | 11001650 | NO | M | NO | LOW VOLT. CUTOFF CIRCUIT, 500-505000-000 | EA | ZCHN | Ordered | 11001650 | 11001650
IM21 | 11001651 | NO | M | NO | PRESSURE SWITCH, J120-S134B-1190, U.E. | EA | ZCHN | Ordered | 11001651 | 11001651
IM07 | 11001652 | NO | M | NO | PLUG 3/4",898-SPA0SD-075, DETCON | EA | ZCHN | Ordered | 11001652 | 11001652
IM07 | 11001653 | NO | M | NO | HARSH LOCATION DUST GUARD,943-002273-000 | EA | ZCHN | Ordered | 11001653 | 11001653
IM21 | 11001654 | NO | M | NO | FLOW SWITCH,THERMAL.XTD2-7H00-030+XTML- | EA | ZCHN | Ordered | 11001654 | 11001654
IM18 | 11001655 | NO | M | NO | CARB.MONOXIDE SNSR,965-444480-100,DM-500 | EA | ZCHN | Ordered | 11001655 | 11001655
IM25 | 11001656 | NO | M | NO | WIRING PC BOARD ASSY. Z30-9165-001 | EA | ZCHN | Ordered | 11001656 | 11001656
IM14 | 11001657 | NO | M | NO | SCALE, 316 SS SCALE, MAGNETROL | EA | ZCHN | Ordered | 11001657 | 11001657
IM25 | 11001658 | NO | M | NO | MAGNETIC FLOAT, 007-1575-004, MAGNETROL | EA | ZCHN | Ordered | 11001658 | 11001658
IM06 | 11001659 | NO | M | NO | SIDE-MOUNT SAMPLE SYST. W/PLASTIC FILTER | EA | ZCHN | Ordered | 11001659 | 11001659
IM21 | 11001660 | NO | M | NO | PRESSURE SWITCH, H121-376-M201, | EA | ZCHN | Ordered | 11001660 | 11001660
IM21 | 11001661 | NO | M | NO | SWITCH,FLOAT LVL,T10-5104-020+089-5209+ | EA | ZCHN | Ordered | 11001661 | 11001661
IM21 | 11001662 | NO | M | NO | PRESSURE SWITCHES - (H's),H100-703, U.E. | EA | ZCHN | Ordered | 11001662 | 11001662
IM25 | 11001663 | NO | M | NO | CONTROL SYSTEM,X40-08-N4X,954-X08000-000 | EA | ZCHN | Ordered | 11001663 | 11001663
IM22 | 11001664 | NO | M | NO | PROBE,GUIDED WAVE TDR, X7MS-A658-061 | EA | ZCHN | Ordered | 11001664 | 11001664
IM22 | 11001665 | NO | M | NO | PROBE,GUIDED WAVE TDR, X7MD-N65N-061 | EA | ZCHN | Ordered | 11001665 | 11001665
IM22 | 11001666 | NO | M | NO | PROBE,GUIDED WAVE TDR, X7MS-A648-061 | EA | ZCHN | Ordered | 11001666 | 11001666
IM22 | 11001667 | NO | M | NO | PROBE,GUIDED WAVE TDR, X7MD-N65N-148 | EA | ZCHN | Ordered | 11001667 | 11001667
IM22 | 11001668 | NO | M | NO | PROBE,GUIDED WAVE TDR, X7MD-N66N-218 | EA | ZCHN | Ordered | 11001668 | 11001668
IM22 | 11001669 | NO | M | NO | PROBE,GUIDED WAVE TDR, X7MD-N66N-388 | EA | ZCHN | Ordered | 11001669 | 11001669
IM22 | 11001670 | NO | M | NO | TRANSMITTER, GUIDED WAVE, X705-520A-C10 | EA | ZCHN | Ordered | 11001670 | 11001670
IM22 | 11001671 | NO | M | NO | PROBE,GUIDED WAVE TDR, X705-510A-C20 | EA | ZCHN | Ordered | 11001671 | 11001671
IM22 | 11001672 | NO | M | NO | PROBE,GUIDED WAVE TDR, X7MD-N64N-148 | EA | ZCHN | Ordered | 11001672 | 11001672
IM22 | 11001673 | NO | M | NO | TRANSMITTER,GW TDR LVL,X706-512A-B10+X7+ | EA | ZCHN | Ordered | 11001673 | 11001673
IM22 | 11001674 | NO | M | NO | TRANSMITTER,GW,X706-512A-B10+X7CF-64NO-+ | EA | ZCHN | Ordered | 11001674 | 11001674
IM22 | 11001675 | NO | M | NO | TRANSMITTER,GW,X706-512A-B10+X7CF-64N0-+ | EA | ZCHN | Ordered | 11001675 | 11001675
IM22 | 11001676 | NO | M | NO | TRANSMITTER,GW,X706-512A-B10+X7CF-64N0-+ | EA | ZCHN | Ordered | 11001676 | 11001676
IM22 | 11001677 | NO | M | NO | TRANSMITTER,GW,X706-512A-B10+X7CF-64N0-+ | EA | ZCHN | Ordered | 11001677 | 11001677
IM11 | 11001678 | NO | M | NO | INDICATOR,MAG.LEVEL, XABK-AELR-2A0/132 | EA | ZCHN | Ordered | 11001678 | 11001678
IM11 | 11001679 | NO | M | NO | INDICATOR,MAG.LEVEL, XABK-AELR-2A0/305 | EA | ZCHN | Ordered | 11001679 | 11001679
IM11 | 11001680 | NO | M | NO | INDICATOR,MAG.LEVEL, XABK-AELR-2A0/253 | EA | ZCHN | Ordered | 11001680 | 11001680
IM11 | 11001681 | NO | M | NO | INDICATOR,MAG.LEVEL, XABA-AELR-2A0/135 | EA | ZCHN | Ordered | 11001681 | 11001681
IM21 | 11001682 | NO | M | NO | SWITCH+ MECHANISM SERIES D,089-7401-106 | EA | ZCHN | Ordered | 11001682 | 11001682
IM11 | 11001684 | NO | M | NO | MAG. LVL IND.,X1M1-AAAB-MCAE-1111-NN3B2+ | EA | ZCHN | Ordered | 11001684 | 11001684
IM21 | 11001685 | NO | M | NO | CAGE MOUNT. LEVEL SWITCH,XO30-DB20-BAB | EA | ZCHN | Ordered | 11001685 | 11001685
EM08 | 11001687 | NO | M | NO | D/A Conversion DTA,GE,SAB1740/07,A040-0 | EA | ZCHN | Ordered | 11001687 | 11001687
EM08 | 11001688 | NO | M | NO | Indactic 33/41 DPA,GE,SAB1740/07,A010-A | EA | ZCHN | Ordered | 11001688 | 11001688
EM08 | 11001689 | NO | M | NO | Tap Pos IndicationDTA,GE,SAB1740/07,A064 | EA | ZCHN | Ordered | 11001689 | 11001689
EM08 | 11001690 | NO | M | NO | Tap Pos Indication DTA,SAB1740/07,A064-1 | EA | ZCHN | Ordered | 11001690 | 11001690
IM18 | 11001691 | NO | M | NO | SENSOR,FORMALDEHYDE,967-12EP91-050 | EA | ZCHN | Ordered | 11001691 | 11001691
IM05 | 11001692 | NO | M | NO | Ethanol,9H7-524520-100A,FP-700 Catalytic | EA | ZCHN | Ordered | 11001692 | 11001692
IM05 | 11001693 | NO | M | NO | Methane,9H7-524520-100A,FP-700 Catalytic | EA | ZCHN | Ordered | 11001693 | 11001693
IM05 | 11001694 | NO | M | NO | Hydrogen,9H7-524520-100A,FP-700 Catalyti | EA | ZCHN | Ordered | 11001694 | 11001694
IM05 | 11001695 | NO | M | NO | Propane,9H7-524520-100A,FP-700 Catalytic | EA | ZCHN | Ordered | 11001695 | 11001695
IM05 | 11001696 | NO | M | NO | Kerosene,9H7-524520-100A,FP-700 Catalyti | EA | ZCHN | Ordered | 11001696 | 11001696
IM05 | 11001697 | NO | M | NO | REMOTE CONTROL/ALRM RELAY,975-70000H-00S | EA | ZCHN | Ordered | 11001697 | 11001697
IM05 | 11001698 | NO | M | NO | IR-700-CH INFARED COMB. S927-210000-100A | EA | ZCHN | Ordered | 11001698 | 11001698
IM25 | 11001699 | NO | M | NO | CABLE GLAND SS,M20,301-A3SF16-M20,DETCON | EA | ZCHN | Ordered | 11001699 | 11001699
IM25 | 11001700 | NO | M | NO | SS ADAPTER,3/4" NPT MALE,898-075M20-316 | EA | ZCHN | Ordered | 11001700 | 11001700
IM21 | 11001701 | NO | M | NO | ULTRASONIC LVL SWITCH,961-50A0-010+9A1-+ | EA | ZCHN | Ordered | 11001701 | 11001701
IM21 | 11001703 | NO | M | NO | SWITCH,THERM.DISP.XTD2-7D00-030+TEA-A+ | EA | ZCHN | Ordered | 11001703 | 11001703
IM25 | 11001705 | NO | M | NO | ELECTRONIC MODULE, MOD.705, Z31-2841-002 | EA | ZCHN | Ordered | 11001705 | 11001705
IM21 | 11001706 | NO | M | NO | SWITCH,ULTRASONIC LVL,961-50A0-0C0+X9M1+ | EA | ZCHN | Ordered | 11001706 | 11001706
IM21 | 11001709 | NO | M | NO | SWITCH,ULTRASONIC LVL,961-50A0-010+9M1-+ | EA | ZCHN | Ordered | 11001709 | 11001709
IM22 | 11001710 | NO | M | NO | FILTER HOUSING & ELEMENT, SS127.111.T2 | EA | ZCHN | Ordered | 11001710 | 11001710
IM14 | 11001711 | NO | M | NO | SWITHC+MECHANISM W,MAGNETROL,089-7410004 | EA | ZCHN | Ordered | 11001711 | 11001711
IM14 | 11001712 | NO | M | NO | PROBE,TWIN CABLE,MAGNETROL,X7M7-A542-009 | EA | ZCHN | Ordered | 11001712 | 11001712
IM14 | 11001713 | NO | M | NO | MAGNETIC FLOAT,MAGNETROL,007-1A2A-120 | EA | ZCHN | Ordered | 11001713 | 11001713
IM14 | 11001714 | NO | M | NO | DRIVE SCREW,DETCON,001-16256-012,2x1/8 U | EA | ZCHN | Ordered | 11001714 | 11001714
IM14 | 11001715 | NO | M | NO | DISPLACER LEVEL SWITHC,C10-5H3A-QKB | EA | ZCHN | Ordered | 11001715 | 11001715
IM14 | 11001716 | NO | M | NO | TEMPERATURE SWITCH,XNR3 - 2009E(d)-SHD3M | EA | ZCHN | Ordered | 11001716 | 11001716
IM25 | 11001717 | NO | M | NO | FUSE 0.25A 250V, F01128, TELEDYNE | EA | ZCHN | Ordered | 11001717 | 11001717
IM22 | 11001718 | NO | M | NO | GWR LT, X705-510A-310 + 7MF-A440-040 | EA | ZCHN | Ordered | 11001718 | 11001718
IM14 | 11001720 | NO | M | NO | SOLID STATE MOS H2S,S927-010000-100C | EA | ZCHN | Ordered | 11001720 | 11001720
IM14 | 11001721 | NO | M | NO | PRESSURE SWITCH,12SHDN8A-M540-M201-QC1 | EA | ZCHN | Ordered | 11001721 | 11001721
IM14 | 11001722 | NO | M | NO | SWITCH+MECHANISM F,089-7401-096 | EA | ZCHN | Ordered | 11001722 | 11001722
IM14 | 11001723 | NO | M | NO | LVL INDICATOR,X1M1BACBBDAE2121NN3B2AC040 | EA | ZCHN | Ordered | 11001723 | 11001723
IM14 | 11001724 | NO | M | NO | LVL INDICATOR,X1M1BACBBDAE2121NN3B2AB080 | EA | ZCHN | Ordered | 11001724 | 11001724
IM14 | 11001725 | NO | M | NO | LVL INDICATOR,X1M1BACBBDAE2121NN3B2AB045 | EA | ZCHN | Ordered | 11001725 | 11001725
IM14 | 11001726 | NO | M | NO | LVL INDICATOR,X1M1BACBBDAE2121NN3B2AB050 | EA | ZCHN | Ordered | 11001726 | 11001726
IM14 | 11001727 | NO | M | NO | LVL INDICATOR,X1M1BACBBDAE2121NF3B2AC112 | EA | ZCHN | Ordered | 11001727 | 11001727
IM14 | 11001728 | NO | M | NO | LVL INDICATOR,X1M1BACBBDAE2121NN3B2AC091 | EA | ZCHN | Ordered | 11001728 | 11001728
IM14 | 11001729 | NO | M | NO | LVL INDICATOR,X1M1BACBBDAE2121NN3B2AB080 | EA | ZCHN | Ordered | 11001729 | 11001729
IM14 | 11001730 | NO | M | NO | LVL INDICATOR,X1M1BACBBDAE2121NF3B2AB050 | EA | ZCHN | Ordered | 11001730 | 11001730
IM14 | 11001731 | NO | M | NO | LVL INDICATOR,X1M1BACBBDAE2121NF3B2AA040 | EA | ZCHN | Ordered | 11001731 | 11001731
IM14 | 11001732 | NO | M | NO | LVL INDICATOR,X1M1BACBBDAE2121NN3B2AB040 | EA | ZCHN | Ordered | 11001732 | 11001732
IM14 | 11001733 | NO | M | NO | LVL INDICATOR,X1M1BACBBDAE2121NF3B2AB113 | EA | ZCHN | Ordered | 11001733 | 11001733
IM14 | 11001734 | NO | M | NO | LVL INDICATOR,X1M1BACBBDAE2121NN3B2AC260 | EA | ZCHN | Ordered | 11001734 | 11001734
IM14 | 11001736 | NO | M | NO | LVL INDICATOR,X1MTAACAAHNN21NNNN3B299115 | EA | ZCHN | Ordered | 11001736 | 11001736
IM14 | 11001737 | NO | M | NO | LVL INDICATOR,X1M1BACBBDAE2121NN3BB9155 | EA | ZCHN | Ordered | 11001737 | 11001737
IM14 | 11001738 | NO | M | NO | LVL TX,X1M1BAABBCBE17171N3D12C190+X252AF | EA | ZCHN | Ordered | 11001738 | 11001738
IM14 | 11001739 | NO | M | NO | LVL TX,X1M1AAABBCBE17171N3D12E226+X252AF | EA | ZCHN | Ordered | 11001739 | 11001739
IM14 | 11001740 | NO | M | NO | GWR PROBLE,X7M7-A542-009 | EA | ZCHN | Ordered | 11001740 | 11001740
IM14 | 11001741 | NO | M | NO | DISPLACER LVL SWITCH,B15-DG3B-WOB | EA | ZCHN | Ordered | 11001741 | 11001741
IM14 | 11001742 | NO | M | NO | GWR PROBE,X7MR-N648-394 | EA | ZCHN | Ordered | 11001742 | 11001742
IM14 | 11001750 | NO | M | NO | FP-524D SENSOR ASSY,w/ SUNSHADE,SS TAGS | EA | ZCHN | Ordered | 11001750 | 11001750
IM25 | 11001752 | NO | M | NO | WIRING PC BOARD ASSY. Z30-9151-003 | EA | ZCHN | Ordered | 11001752 | 11001752
IM21 | 11001753 | NO | M | NO | Switch+Mechanism Series U, 047-5535-001 | EA | ZCHN | Ordered | 11001753 | 11001753
IM21 | 11001754 | NO | M | NO | Switch+Mech. Tuffy T3, 031-5146-001 | EA | ZCHN | Ordered | 11001754 | 11001754
IM25 | 11001755 | NO | M | NO | Electronic module,MOD.706, Z31-2849-002 | EA | ZCHN | Ordered | 11001755 | 11001755
IM25 | 11001756 | NO | M | NO | Wiring PC board Assy,706, Z30-9166-001 | EA | ZCHN | Ordered | 11001756 | 11001756
IM22 | 11001757 | NO | M | NO | TRANSMITTER,TDR LVL, X705-510A-410+X7MR+ | EA | ZCHN | Ordered | 11001757 | 11001757
MM10 | 11001758 | NO | M | NO | SPIRAL WOUND RING GASKET, X012-1210-218 | EA | ZCHN | Ordered | 11001758 | 11001758
IM25 | 11001759 | NO | M | NO | GUIDED WAVE TDR PROBE, 7MF-4410-600 | EA | ZCHN | Ordered | 11001759 | 11001759
IM11 | 11001760 | NO | M | NO | MAGNETIC LVL INDICAOR,X1M1-BAAA-AEAE-11+ | EA | ZCHN | Ordered | 11001760 | 11001760
IM11 | 11001770 | NO | M | NO | MAG. LVL INDICATOR,X1M1-BAAB-BEAE-1323-+ | EA | ZCHN | Ordered | 11001770 | 11001770
IM11 | 11001771 | NO | M | NO | MAG. LVL INDICATOR,1M1-B31P-2EAE-1323-N+ | EA | ZCHN | Ordered | 11001771 | 11001771
IM22 | 11001772 | NO | M | NO | PLUG-IN TRANSM. CONTROL, 925-345400-025 | EA | ZCHN | Ordered | 11001772 | 11001772
IM21 | 11001773 | NO | M | NO | DISPLACER LEVEL SWITCH, XC74-1V40-HS4 | EA | ZCHN | Ordered | 11001773 | 11001773
IM11 | 11001774 | NO | M | NO | MAG LVL INDICATOR,X1M1-BQDB-BEBE-1111-N+ | EA | ZCHN | Ordered | 11001774 | 11001774
IM25 | 11001775 | NO | M | NO | HASTELLOY FLOAT, MAGNETROL | EA | ZCHN | Ordered | 11001775 | 11001775
MM10 | 11001776 | NO | M | NO | CAGE GASKET, 012-1210-618, MAGNETROL | EA | ZCHN | Ordered | 11001776 | 11001776
IM25 | 11001777 | NO | M | NO | FLOW METER,THERM DISP.TA2+TMR+009-8270-+ | EA | ZCHN | Ordered | NO | NO
IM25 | 11001778 | NO | M | NO | FLOW METER,THERM DISP.TA2+TMR+009-8270-+ | EA | ZCHN | Ordered | NO | NO
IM25 | 11001779 | NO | M | NO | FLOW METER,THERM DISP.TA2+TMR+009-8270-+ | EA | ZCHN | Ordered | NO | NO
IM21 | 11001780 | NO | M | NO | SWITCH, FLOAT LEVEL, T35-002N-K4A | EA | ZCHN | Ordered | 11001780 | 11001780
IM14 | 11001781 | NO | M | NO | SS SCALE, X005-8811-153, MAGNETROL | EA | ZCHN | Ordered | 11001781 | 11001781
IM14 | 11001782 | NO | M | NO | SS SCALE, X005-8811-289, MAGNETROL | EA | ZCHN | Ordered | 11001782 | 11001782
IM14 | 11001783 | NO | M | NO | SS SCALE, X005-8811-396, MAGNETROL | EA | ZCHN | Ordered | 11001783 | 11001783
IM01 | 11001786 | NO | M | NO | TRACE OXYGEN ANALYZER,3000TB,TELEDYNE | EA | ZCHN | Ordered | 11001786 | 11001786
IM25 | 11001787 | NO | M | NO | LAMP ASSY MDL 500/600,A30205, TELEDYNE | EA | ZCHN | Ordered | 11001787 | 11001787
IM05 | 11001788 | NO | M | NO | CHLORINE PLUG-IN DETECTOR,370-747400-000 | EA | ZCHN | Ordered | 11001788 | 11001788
IM18 | 11001789 | NO | M | NO | SENSORS, CONN. BOARD H2S,500-001794-004 | EA | ZCHN | Ordered | 11001789 | 11001789
IM18 | 11001790 | NO | M | NO | IS SENSOR HEAD,CL2-10, 394-747400-010 | EA | ZCHN | Ordered | 11001790 | 11001790
IM22 | 11001791 | NO | M | NO | TRANSMITTER,PLUG-IN,926-5255D0-100 | EA | ZCHN | Ordered | 11001791 | 11001791
IM18 | 11001792 | NO | M | NO | OXYGEN DEFI. GAS SENSOR,967-343491-25PC | EA | ZCHN | Ordered | 11001792 | 11001792
IM25 | 11001793 | NO | M | NO | FLOW MTR,THRM.DISP,TA2+TMR+009-8270-003+ | EA | ZCHN | Ordered | 11001793 | 11001793
IM25 | 11001794 | NO | M | NO | FLOW MTR,THRM.DISP,TA2+TMR+009-8270-003+ | EA | ZCHN | Ordered | 11001794 | 11001794
IM25 | 11001795 | NO | M | NO | FLOW MTR,THRM.DISP,TA2+TMR+009-8270-003+ | EA | ZCHN | Ordered | 11001795 | 11001795
IM22 | 11001796 | NO | M | NO | TRANSMITTER,TDR LEVEL, 706+7CS+XF2A | EA | ZCHN | Ordered | 11001796 | 11001796
IM22 | 11001797 | NO | M | NO | TRANSMITTER,TDR LEVEL, 706+7CD+XF2A | EA | ZCHN | Ordered | 11001797 | 11001797
IM11 | 11001798 | NO | M | NO | MAG. LVL INDICATOR,1M1-BAAB-BEAE-1111-N+ | EA | ZCHN | Ordered | 11001798 | 11001798
IM11 | 11001799 | NO | M | NO | MAG.LVL INDICATOR,X1M1-BAAB-BEAE-1111-N+ | EA | ZCHN | Ordered | 11001799 | 11001799
IM21 | 11001800 | NO | M | NO | SWITCH,CAGE MOUT.DISP.LVL, XN15-DC23-HM3 | EA | ZCHN | Ordered | 11001800 | 11001800
IM25 | 11001801 | NO | M | NO | SPLASH GUARD ADAPTER, 602-003803-000 | EA | ZCHN | Ordered | 11001801 | 11001801
IM25 | 11001802 | NO | M | NO | DISPLACER KIT, 089-6125-002, MAGNETROL | EA | ZCHN | Ordered | 11001802 | 11001802
IM11 | 11001803 | NO | M | NO | INDICATOR,MAG.LVL,X1M1-AAAB-BEAE-1111-N+ | EA | ZCHN | Ordered | 11001803 | 11001803
IM11 | 11001804 | NO | M | NO | INDICATOR,MAG.LVL,X1M1-A21P-2EAE-1111-N+ | EA | ZCHN | Ordered | 11001804 | 11001804
IM11 | 11001805 | NO | M | NO | INDICATOR,MAG.LVL,X1M1-AAAB-BEAE-1111-N+ | EA | ZCHN | Ordered | 11001805 | 11001805
IM18 | 11001807 | NO | M | NO | SENSOR HOUSING W/FLAME. 399-200000-000 | EA | ZCHN | Ordered | 11001807 | 11001807
IM18 | 11001808 | NO | M | NO | SENSOR,TP-524D,MOS H2S,965-015420-100C | EA | ZCHN | Ordered | 11001808 | 11001808
IM25 | 11001809 | NO | M | NO | FP-700 CATALYTIC BEAD, 967-521520-100C | EA | ZCHN | Ordered | 11001809 | 11001809
IM21 | 11001810 | NO | M | NO | TEMPERATURE SWITCH,E122-2BSA-10S-QC1-M4+ | EA | ZCHN | Ordered | 11001810 | 11001810
IM25 | 11001811 | NO | M | NO | MAGNETIC SLEEVE, 032-4101-021, MAGNETROL | EA | ZCHN | Ordered | 11001811 | 11001811
IM21 | 11001812 | NO | M | NO | ULTRASONIC LVL SWITCH,961-2DA0-0C1+X9M1+ | EA | ZCHN | Ordered | 11001812 | 11001812
IM25 | 11001814 | NO | M | NO | GUIDED WAVE TDR PROBE, X7MG-A448-225 | EA | ZCHN | Ordered | 11001814 | 11001814
EM08 | 11001815 | NO | M | NO | POWER SUPPLY,D25 SPARE,D25S-P5U,521-0146 | EA | ZCHN | Ordered | 11001815 | 11001815
EM08 | 11001816 | NO | M | NO | STATUS, D25 SPARE, D25S-S3U, 517-0487 | EA | ZCHN | Ordered | 11001816 | 11001816
EM08 | 11001817 | NO | M | NO | MEMORY, D25 SPARE, D25S-X3U, 517-0014LF | EA | ZCHN | Ordered | 11001817 | 11001817
IM25 | 11001818 | NO | M | NO | FLOAT & STEM KIT, 089-3258-008,MAGNETROL | EA | ZCHN | Ordered | 11001818 | 11001818
IM18 | 11001819 | NO | M | NO | SENSOR,H2S,TP-624D-HRT, 9H6-01452B-100 | EA | ZCHN | Ordered | 11001819 | 11001819
IM18 | 11001820 | NO | M | NO | SENSOR,GAS, FP-624D-HRT, 9H6-52542B-100 | EA | ZCHN | Ordered | 11001820 | 11001820
IM25 | 11001821 | NO | M | NO | AMPLIFIER PC BOARD ASSY. Z30-2124-001 | EA | ZCHN | Ordered | 11001821 | 11001821
IM25 | 11001822 | NO | M | NO | PREAMPLIFIER PC BOARD ASSY. 030-2082-001 | EA | ZCHN | Ordered | 11001822 | 11001822
IM22 | 11001823 | NO | M | NO | TRANSMITTER,TDR LVL, X705-510A-C10+X7MM+ | EA | ZCHN | Ordered | 11001823 | 11001823
IM22 | 11001824 | NO | M | NO | TRANSMITTER,PULSE BURST,R05-510A-C10+XR+ | EA | ZCHN | Ordered | 11001824 | 11001824
IM25 | 11001825 | NO | M | NO | PC BD ASSY ELECTROMETER 4020, B74677A | EA | ZCHN | Ordered | 11001825 | 11001825
IM22 | 11001826 | NO | M | NO | TRANSMITTER,TDR LVL,X705-520A-E10+X7MS-+ | EA | ZCHN | Ordered | 11001826 | 11001826
IM11 | 11001827 | NO | M | NO | INDICATOR,MAG.LVL,X1M1-BAAB-BEAE-2727-N+ | EA | ZCHN | Ordered | 11001827 | 11001827
IM11 | 11001828 | NO | M | NO | INDICATOR,MAG.LVL,X1M1-BAAB-BEAE-2727-N+ | EA | ZCHN | Ordered | 11001828 | 11001828
IM22 | 11001829 | NO | M | NO | FLOWMETER 100-1000SCCM 1/8NPT, F01444 | EA | ZCHN | Ordered | 11001829 | 11001829
IM07 | 11001830 | NO | M | NO | HOFFER 6" HO GAS TURBINE SERIES,HO6X6-2+ | EA | ZCHN | Ordered | 11001830 | 11001830
IM14 | 11001831 | NO | M | NO | TURBINE METER GAS CALIBRATION,CAL-G | EA | ZCHN | Ordered | 11001831 | 11001831
IM22 | 11001832 | NO | M | NO | CAT2 VERSATILE DC OR AC TRANSMITTER, | EA | ZCHN | Ordered | 11001832 | 11001832
IM25 | 11001833 | NO | M | NO | HYDROSTATIC CERTIFICATE, HPT-6-15M | EA | ZCHN | Ordered | 11001833 | 11001833
IM25 | 11001834 | NO | M | NO | MIL CERTIFICATION, MIL-MIL, HOFFER FLOW | EA | ZCHN | Ordered | 11001834 | 11001834
IM25 | 11001835 | NO | M | NO | DYE PENETRANT TESTING,DYE-DYE,HOFFER FLO | EA | ZCHN | Ordered | 11001835 | 11001835
IM25 | 11001836 | NO | M | NO | TAGS, TAGS-S/S, HOFFER FLOW CONTROLS, | EA | ZCHN | Ordered | 11001836 | 11001836
CM09 | 11001837 | NO | M | NO | PAINT SPECS, PAINT, HOFFER FLOW CONTROLS | EA | ZCHN | Ordered | 11001837 | 11001837
IM21 | 11001838 | NO | M | NO | SWITCH,THERMAL DISP,XTD2-7H00-030+XTML-+ | EA | ZCHN | Ordered | 11001838 | 11001838
IM21 | 11001839 | NO | M | NO | SWITCH,THERMAL DISP,TD2-7H00-030+011-24+ | EA | ZCHN | Ordered | 11001839 | 11001839
IM03 | 11001841 | NO | M | NO | CABLE ASSY 9L TO KEITHY M-M,CP02540, | EA | ZCHN | Ordered | 11001841 | 11001841
IM22 | 11001842 | NO | M | NO | PC BD ASSY ELECTROMETER 4000,B79153A | EA | ZCHN | Ordered | 11001842 | 11001842
IM07 | 11001843 | NO | M | NO | GAUGE PANEL MOUNT CENTER BACK,G00481 | EA | ZCHN | Ordered | 11001843 | 11001843
IM22 | 11001844 | NO | M | NO | TRANSMITTER,TDR LVL,X705-510A-C10+X7MR-+ | EA | ZCHN | Ordered | 11001844 | 11001844
IM21 | 11001845 | NO | M | NO | PURGE SWITCH W/O-RING,528312-SP,TELEDYNE | EA | ZCHN | Ordered | 11001845 | 11001845
IM18 | 11001846 | NO | M | NO | TP-524D-316SS,H2S Sensor,965-01542B-020 | EA | ZCHN | Ordered | 11001846 | 11001846
IM25 | 11001847 | NO | M | NO | ELECTRONIC MODULE,TD2,089-7250-007, | EA | ZCHN | Ordered | 11001847 | 11001847
IM22 | 11001848 | NO | M | NO | TRANSMITTER,OXYGEN,INSTA TRANS XD,TELED | EA | ZCHN | Ordered | 11001848 | 11001848
EM12 | 11001850 | NO | M | NO | EARTH TERMINAL BLOCK,CABUR,TE.50/D,TE310 | EA | ZCHN | Ordered | 11001850 | 11001850
IM20 | 11001852 | NO | M | NO | BLUE LED STROBE,225XL-120,354-25L066-120 | EA | ZCHN | Ordered | 11001852 | 11001852
IM20 | 11001853 | NO | M | NO | RED LED STROBE,225XL-120V,354-25L026-120 | EA | ZCHN | Ordered | 11001853 | 11001853
IM19 | 11001854 | NO | M | NO | HORN FED,350WB-120 N4X,356-350WB0-120 | EA | ZCHN | Ordered | 11001854 | 11001854
IM11 | 11001855 | NO | M | NO | MAG.LVL.INDICATOR,X1M1-BAAB-BEAE-2737-N+ | EA | ZCHN | Ordered | 11001855 | 11001855
IM25 | 11001856 | NO | M | NO | FLOAT, X07-1582-005, MAGNETROL | EA | ZCHN | Ordered | 11001856 | 11001856
IM25 | 11001857 | NO | M | NO | GASKET,012-1301-028,MAGNETROL | EA | ZCHN | Ordered | 11001857 | 11001857
EM12 | 11001862 | NO | M | NO | STATUS MODULE,GE,D20S-237U-UUUA,W/O CABL | EA | ZCHN | Ordered | 11001862 | 11001862
EM12 | 11001863 | NO | M | NO | CONTROL MODULE,GE,D20K-27UU-UUA | EA | ZCHN | Ordered | 11001863 | 11001863
IM11 | 11001865 | NO | M | NO | INDICATOR,MAG.LVL.X1M1-CTDB-BEBT-1117-N+ | EA | ZCHN | Ordered | 11001865 | 11001865
IM25 | 11001868 | NO | M | NO | SPARGE GLASS, MDL 6700,S01910,TELEDYNE | EA | ZCHN | Ordered | 11001868 | 11001868
IM22 | 11001869 | NO | M | NO | TRANSMITTER,ULTRASONIC,355-510A-C0B+MOM+ | EA | ZCHN | Ordered | 11001869 | 11001869
IM07 | 11001872 | NO | M | NO | TUBING TYGON #16 MDL 6750,TT00326 | EA | ZCHN | Ordered | 11001872 | 11001872
IM07 | 11001873 | NO | M | NO | TUBING TYGON #15 MDL 6750,TT00325 | EA | ZCHN | Ordered | 11001873 | 11001873
IM07 | 11001874 | NO | M | NO | TUBING,50FT.ROLL,TYGON,#7014,MDL.6750 | EA | ZCHN | Ordered | 11001874 | 11001874
IM07 | 11001875 | NO | M | NO | TUBING TYGON #13 MDL 6750, TT00323 | EA | ZCHN | Ordered | 11001875 | 11001875
IM25 | 11001876 | NO | M | NO | VOLATILE ORG. COMPOUND, S927-P10000-010 | EA | ZCHN | Ordered | 11001876 | 11001876
IM18 | 11001877 | NO | M | NO | SENSOR,PHOTO IONIZATION,377-P10000-010 | EA | ZCHN | Ordered | 11001877 | 11001877
EM23 | 11001878 | NO | M | NO | POWER SUPPLY, 360-833524-100, DETCON | EA | ZCHN | Ordered | 11001878 | 11001878
IM25 | 11001879 | NO | M | NO | CAPACITANCE PROBE,X8CC-AADA-512,MAGNETRO | EA | ZCHN | Ordered | 11001879 | 11001879
IM25 | 11001880 | NO | M | NO | CAPACITANCE PROBE,X8CC-AADA-538,MAGNETRO | EA | ZCHN | Ordered | 11001880 | 11001880
IM25 | 11001881 | NO | M | NO | HOUSING COVER 'O'-RING, 012-2101-345, | EA | ZCHN | Ordered | 11001881 | 11001881
IM21 | 11001882 | NO | M | NO | SWITCH+MECHANISM SERIES W, 089-7410-004 | EA | ZCHN | Ordered | 11001882 | 11001882
IM22 | 11001883 | NO | M | NO | TRANSMITTER,TDR LVL.GUIDED,X705-520A-C10 | EA | ZCHN | Ordered | 11001883 | 11001883
EM22 | 11001884 | NO | M | NO | SS ENCLOSURE,954-1610A3-411A,REDUNDANT | EA | ZCHN | Ordered | 11001884 | 11001884
IM05 | 11001885 | NO | M | NO | FLAME DETECTION,FL-10C, 914-010040-FL0 | EA | ZCHN | Ordered | 11001885 | 11001885
IM25 | 11001886 | NO | M | NO | BEAD SODA LEME GLASS 3MM DIA,B00549 | EA | ZCHN | Ordered | 11001886 | 11001886
IM18 | 11001887 | NO | M | NO | DM-600IS-CO,SENSOR ASSY,966-444480-100 | EA | ZCHN | Ordered | 11001887 | 11001887
IM25 | 11001888 | NO | M | NO | HOUSING COVER 'O'- RING, 012-2201-253 | EA | ZCHN | Ordered | 11001888 | 11001888
IM21 | 11001889 | NO | M | NO | DISPLACER LEVEL SWITCH, XB15-DH3A-WLB | EA | ZCHN | Ordered | 11001889 | 11001889
IM21 | 11001890 | NO | M | NO | PRESSURE SWITCHES,J120-173-M201-M446-11+ | EA | ZCHN | Ordered | 11001890 | 11001890
IM18 | 11001891 | NO | M | NO | SENSOR,IR-700 LEL GAS, 9R7-211520-100C | EA | ZCHN | Ordered | 11001891 | 11001891
IM21 | 11001892 | NO | M | NO | ULTRASONIC LEVEL SWITCH,910-VMA2-010 | EA | ZCHN | Ordered | 11001892 | 11001892
IM24 | 11001893 | NO | M | NO | WIRING PC BOARD ASSY. Z30-9151-004 | EA | ZCHN | Ordered | 11001893 | 11001893
IM25 | 11001894 | NO | M | NO | FLOW METER,THERM.DISP.TA2-A0B0-D30+XTFT+ | EA | ZCHN | Ordered | 11001894 | 11001894
IM21 | 11001895 | NO | M | NO | SWITCH ASSY. SERIES HS, 089-8301-002 | EA | ZCHN | Ordered | 11001895 | 11001895
IM22 | 11001896 | NO | M | NO | TRANSMITTER,DISP.LEVEL, XE35-KQ4B-S1E | EA | ZCHN | Ordered | 11001896 | 11001896
IM07 | 11001898 | NO | M | NO | 7019 PUMP HEAD, P/N. P2170, TELEDYNE | EA | ZCHN | Ordered | 11001898 | 11001898
IM07 | 11001899 | NO | M | NO | 7018 PUMP HEAD, P/N. P2159, TELEDYNE | EA | ZCHN | Ordered | 11001899 | 11001899
IM07 | 11001900 | NO | M | NO | PUMP HEAD #7015 MDL 6750,P1501,TELEDYNE | EA | ZCHN | Ordered | 11001900 | 11001900
IM14 | 11001901 | NO | M | NO | SCALE, TBA, MAGNETROL | EA | ZCHN | Ordered | NO | NO
IM22 | 11001902 | NO | M | NO | TRANSMITTER, PLUG-IN, 926-0155D0-100 | EA | ZCHN | Ordered | 11001902 | 11001902
IM21 | 11001904 | NO | M | NO | SWITCH,ULTRASONIC LVL,961-2DA0-030+9M1-+ | EA | ZCHN | Ordered | 11001904 | 11001904
IM11 | 11001905 | NO | M | NO | INDICATOR,MAG.LVL. X1E1-AA3A-ACAA-1111-+ | EA | ZCHN | Ordered | 11001905 | 11001905
IM25 | 11001906 | NO | M | NO | VALVE METERING VALUE MDL 6750, V00986 | EA | ZCHN | Ordered | 11001906 | 11001906
IM22 | 11001907 | NO | M | NO | MAG.LVL IND.+MAG LVL,X1M1-AAAA-BEAE-111+ | EA | ZCHN | Ordered | 11001907 | 11001907
IM21 | 11001908 | NO | M | NO | SWITCH,ULTRASONIC LEVEL, 910-AMA0-020 | EA | ZCHN | Ordered | 11001908 | 11001908
IM25 | 11001909 | NO | M | NO | Guided wave TDR probe, X7MG-A450-080 | EA | ZCHN | Ordered | 11001909 | 11001909
IM11 | 11001911 | NO | M | NO | MAG.LVL IND.X1M1-BAAB-BEAE-2121-NN3B1BE+ | EA | ZCHN | Ordered | 11001911 | 11001911
IM25 | 11001912 | NO | M | NO | DOOR MEMBRANE ASSY 2000/3000, C82259A | EA | ZCHN | Ordered | 11001912 | 11001912
IM18 | 11001913 | NO | M | NO | SENSOR MFC C3, C06689-C3, TELEDYNE | EA | ZCHN | Ordered | 11001913 | 11001913
IM18 | 11001914 | NO | M | NO | SENSOR B1 MFC FINAL ASSY, C06689-B1, | EA | ZCHN | Ordered | 11001914 | 11001914
IM20 | 11001915 | NO | M | NO | STROBE BLUE FED/191XL, 354-191666-240 | EA | ZCHN | Ordered | 11001915 | 11001915
IM21 | 11001916 | NO | M | NO | PRESSURE SWITCH,J120-S134B, UEC | EA | ZCHN | Ordered | 11001916 | 11001916
IM11 | 11001917 | NO | M | NO | INDICATOR,MAG.LVL,X1E1-AA3A-AEAA-2121-N+ | EA | ZCHN | Ordered | 11001917 | 11001917
IM21 | 11001918 | NO | M | NO | SWITCH,ULTRA LVL,961-50A0-0C3+9M1-A24A-+ | EA | ZCHN | Ordered | 11001918 | 11001918
IM11 | 11001919 | NO | M | NO | INDICATOR,MAG.LVL,X1M1-BACB-BEAE-2121-N+ | EA | ZCHN | Ordered | 11001919 | 11001919
IM11 | 11001920 | NO | M | NO | INDICATOR,MAG.LVL,X1M1-BACB-BEAE-2121-N+ | EA | ZCHN | Ordered | 11001920 | 11001920
IM25 | 11001921 | NO | M | NO | MAGNETIC FLOAT,007-1BAB-210,MAGNETROL | EA | ZCHN | Ordered | NO | NO
IM25 | 11001922 | NO | M | NO | MAGNETIC FLOAT,007-1582-001, MAGNETROL | EA | ZCHN | Ordered | 11001922 | 11001922
IM25 | 11001923 | NO | M | NO | GASKET,012-1301-027, MAGNETROL, | EA | ZCHN | Ordered | NO | NO
IM22 | 11001926 | NO | M | NO | TRANSMITTER,DISPLACER LVL, XE36-JQ4D-H11 | EA | ZCHN | Ordered | 11001926 | 11001926
IM21 | 11001927 | NO | M | NO | SWITCH,CAGE DISPLACER LVL,XN15-AB23-HM7 | EA | ZCHN | Ordered | 11001927 | 11001927
IM21 | 11001928 | NO | M | NO | SWITCH,TOP MOUNT.DISP.LVL, B15-AH3B-BLB | EA | ZCHN | Ordered | 11001928 | 11001928
IM23 | 11001929 | NO | M | NO | REMOTE CONTROL/ALRM RELAY,975-70000A-00S | EA | ZCHN | Ordered | 11001929 | 11001929
IM22 | 11001930 | NO | M | NO | TRANSMITTER,TDR LVL,706-512A-320+7CT-63+ | EA | ZCHN | Ordered | 11001930 | 11001930
IM22 | 11001931 | NO | M | NO | TRANSMITTER,TDR LEVEL, 705-51AA-320 | EA | ZCHN | Ordered | 11001931 | 11001931
IM25 | 11001932 | NO | M | NO | GASKET, 012-1301-018, MAGNETROL | EA | ZCHN | Ordered | 11001932 | 11001932
IM01 | 11001933 | NO | M | NO | CHEMILUMINESCENCE NOx ANALYZER, 9110TH | EA | ZCHN | Ordered | 11001933 | 11001933
IM01 | 11001934 | NO | M | NO | NON-DISPERSIVE INFRARED ANALYZER,7600ZA | EA | ZCHN | Ordered | 11001934 | 11001934
IM21 | 11001935 | NO | M | NO | SWITCH,CAGE MOUNTED FLOAT,XB73-4N30-BKQ | EA | ZCHN | Ordered | 11001935 | 11001935
IM11 | 11001936 | NO | M | NO | INDICATOR,MAG.LVL.X1M1-BAAB-BCAE-1717-N+ | EA | ZCHN | Ordered | 11001936 | 11001936
IM11 | 11001938 | NO | M | NO | INDICATOR,MAG.LVL.X1M1-BAAB-BCAE-1717-N+ | EA | ZCHN | Ordered | 11001938 | 11001938
IM18 | 11001939 | NO | M | NO | BEACON&HORN,AV1-N4X,978-1F2000-074 | EA | ZCHN | Ordered | 11001939 | 11001939
IM22 | 11001940 | NO | M | NO | TRANSMITTER,DISP.LEVEL, XE31-NH4C-S1E | EA | ZCHN | Ordered | 11001940 | 11001940
IM25 | 11001941 | NO | M | NO | RING GASKET, 3/4",300/600,012-1301-036 | EA | ZCHN | Ordered | 11001941 | 11001941
IM25 | 11001942 | NO | M | NO | FLOAT, 007-1BCA-110, MAGNETROL | EA | ZCHN | Ordered | 11001942 | 11001942
IM25 | 11001943 | NO | M | NO | FLOAT, F9F-1800-080, MAGNETROL | EA | ZCHN | Ordered | 11001943 | 11001943
IM25 | 11001944 | NO | M | NO | FLOAT, F9K-2800-090, MAGNETROL | EA | ZCHN | Ordered | 11001944 | 11001944
IM21 | 11001948 | NO | M | NO | SWITCH,THERMAL DISPERSION,XTD2-7D00-032 | EA | ZCHN | Ordered | 11001948 | 11001948
IM22 | 11001951 | NO | M | NO | TRANSMITTER,REED CHAIN, X039-4053-150 | EA | ZCHN | Ordered | 11001951 | 11001951
IM18 | 11001952 | NO | M | NO | SENSOR PLUG-IN,IR-700-CO2,370-365878-700 | EA | ZCHN | Ordered | 11001952 | 11001952
IM25 | 11001953 | NO | M | NO | MAGNETIC FLOAT, 007-1A1B-110, MAGNETROL | EA | ZCHN | Ordered | 11001953 | 11001953
IM06 | 11001954 | NO | M | NO | Membrane Housing (1), SM106.221, | EA | ZCHN | Ordered | 11001954 | 11001954
IM06 | 11001955 | NO | M | NO | Membrane & Seal (5), MT.33.M3 | EA | ZCHN | Ordered | 11001955 | 11001955
IM06 | 11001956 | NO | M | NO | Membrane & Seal (5), MT.33.M4 | EA | ZCHN | Ordered | 11001956 | 11001956
IM06 | 11001957 | NO | M | NO | Filter Housing (1), SS117.221 | EA | ZCHN | Ordered | 11001957 | 11001957
IM06 | 11001958 | NO | M | NO | Filter Elements (10), 12.32.5CK | EA | ZCHN | Ordered | 11001958 | 11001958
IM06 | 11001959 | NO | M | NO | Filter Elements (10), 12.32.5CE | EA | ZCHN | Ordered | 11001959 | 11001959
IM13 | 11001961 | NO | M | NO | LAMP,UV,W/TEFLON NUT & O-RING, L00445 | EA | ZCHN | Ordered | 11001961 | 11001961
IM25 | 11001962 | NO | M | NO | 9060H HEATED PROBE–316SS SHEATH, K-TYPE | " | ZCHN | Ordered | 11001962 | 11001962
IM11 | 11001963 | NO | M | NO | INDICATOR,MAG.LVL,X2M5-BA1B-BEAC-1111-1+ | EA | ZCHN | Ordered | 11001963 | 11001963
IM21 | 11001964 | NO | M | NO | PRESSURE SWITCH, 12SHSN6H-M201-M423, UE | EA | ZCHN | Ordered | 11001964 | 11001964
IM06 | 11001965 | NO | M | NO | S70 Air Inlet Filter, SIRCO CONTROLS | EA | ZCHN | Ordered | 11001965 | 11001965
IM25 | 11001966 | NO | M | NO | S121 Interface Unit, S121, SIRCO CONTROL | EA | ZCHN | Ordered | 11001966 | 11001966
IM21 | 11001967 | NO | M | NO | SS Float Switch, S123/S126,SIRCO CONTROL | EA | ZCHN | Ordered | 11001967 | 11001967
IM23 | 11001968 | NO | M | NO | S141 Non Return Valve, SIRCO CONTROLS | EA | ZCHN | Ordered | 11001968 | 11001968
IM25 | 11001969 | NO | M | NO | S148 Wing Nut, SIRCO CONTROLS | EA | ZCHN | Ordered | 11001969 | 11001969
IM25 | 11001970 | NO | M | NO | S179 Chamber 'O' Ring, SIRCO CONTROL | EA | ZCHN | Ordered | 11001970 | 11001970
IM23 | 11001971 | NO | M | NO | S215 Actuator with SS Ball Valve,SIRCO | EA | ZCHN | Ordered | 11001971 | 11001971
IM23 | 11001972 | NO | M | NO | S219 Ball Valve 1/2" BSP SS, SIRCO | EA | ZCHN | Ordered | 11001972 | 11001972
IM23 | 11001973 | NO | M | NO | S242 Solenoid Valve - 12 VDC, SIRCO | EA | ZCHN | Ordered | 11001973 | 11001973
IM23 | 11001974 | NO | M | NO | S357 Seal Kit for SS Ball Valve, SIRCO | EA | ZCHN | Ordered | 11001974 | 11001974
IM25 | 11001975 | NO | M | NO | S651 Fuse 3.15 Amp (pkt 10), SIRCO | EA | ZCHN | Ordered | 11001975 | 11001975
IM25 | 11001976 | NO | M | NO | S666 Controller PCB, SIRCO CONTROLS | EA | ZCHN | Ordered | 11001976 | 11001976
IM25 | 11001977 | NO | M | NO | S711, 25 Litre Sample Container, SIRCO | EA | ZCHN | Ordered | 11001977 | 11001977
IM25 | 11001978 | NO | M | NO | S795, Alarm Relay, SIRCO CONTROLS | EA | ZCHN | Ordered | 11001978 | 11001978
IM25 | 11001979 | NO | M | NO | S895, Metering Chamber-Borosilicate Tube | EA | ZCHN | Ordered | 11001979 | 11001979
IM25 | 11001980 | NO | M | NO | S1374 PCB Battery, SIRCO CONTROLS | EA | ZCHN | Ordered | 11001980 | 11001980
IM25 | 11001981 | NO | M | NO | Assy Power Supply Unit, SIRCO CONTROLS | EA | ZCHN | Ordered | 11001981 | 11001981
IM25 | 11001982 | NO | M | NO | Float Switch,AssyComposite Container | EA | ZCHN | Ordered | 11001982 | 11001982
IM25 | 11001984 | NO | M | NO | TITANIUM FLOAT, XF9Y-3500-079, MAGNETROL | EA | ZCHN | Ordered | 11001984 | 11001984
IM25 | 11001985 | NO | M | NO | SPRING, 013-3000-002, MAGNETROL | EA | ZCHN | Ordered | 11001985 | 11001985
IM21 | 11001986 | NO | M | NO | PRESSURE SWITCH, J120-173, UEC | EA | ZCHN | Ordered | 11001986 | 11001986
IM22 | 11001987 | NO | M | NO | TRANSMITTER,LVL DISPLACER, XE32-KG3I-S11 | EA | ZCHN | Ordered | 11001987 | 11001987
IM21 | 11001988 | NO | M | NO | SWITCH, ULTRASONIC LVL, 910-PMAH-005 | EA | ZCHN | Ordered | 11001988 | 11001988
IM21 | 11001989 | NO | M | NO | SWITCH,MOUNTED FLOAT LVL, XG33-AS40-HB9 | EA | ZCHN | Ordered | 11001989 | 11001989
IM25 | 11001990 | NO | M | NO | FLOAT, 007-1BHE-210, MAGNETROL | EA | ZCHN | Ordered | 11001990 | 11001990
IM25 | 11001991 | NO | M | NO | FLOAT, 007-1BED-210, MAGNETROL | EA | ZCHN | Ordered | 11001991 | 11001991
IM25 | 11001992 | NO | M | NO | FLOAT, 007-1BEC-210, MAGNETROL | EA | ZCHN | Ordered | 11001992 | 11001992
IM11 | 11001993 | NO | M | NO | INDICATOR,MAG.LVL,X1M1-BTAB-BBAE-1111-N+ | EA | ZCHN | Ordered | 11001993 | 11001993
IM25 | 11001994 | NO | M | NO | FLOAT, 007-1BFD-210, MAGNETROL | EA | ZCHN | Ordered | 11001994 | 11001994
IM25 | 11001995 | NO | M | NO | FLOAT, 007-1BEB-210, MAGNETROL | EA | ZCHN | Ordered | 11001995 | 11001995
IM21 | 11001996 | NO | M | NO | PRESSURE SWITCH, 12SHSN5C, UEC | EA | ZCHN | Ordered | 11001996 | 11001996
IM21 | 11001997 | NO | M | NO | SWITCH,MOUNTED FLOAT LVL,T35-002N-B01 | EA | ZCHN | Ordered | 11001997 | 11001997
IM11 | 11001998 | NO | M | NO | INDICATOR,MAG.LVL,X1MT-AAAA-AENN-NNNN-N+ | EA | ZCHN | Ordered | 11001998 | 11001998
IM22 | 11001999 | NO | M | NO | TRANSMITTER,TDR LVL,706-512A-310+X7CT-4+ | EA | ZCHN | Ordered | 11001999 | 11001999
IM22 | 11002000 | NO | M | NO | TRANSMITTER,TDR LVL,706-512A-310+X7CT-4+ | EA | ZCHN | Ordered | 11002000 | 11002000
IM11 | 11002001 | NO | M | NO | INDICATOR,MAG.LVL,X1M1-AAAB-BEBE-1313-N+ | EA | ZCHN | Ordered | 11002001 | 11002001
IM22 | 11002002 | NO | M | NO | TRANSMITTER,TDR LVL,706+X7CF+X004+XF2A | EA | ZCHN | Ordered | 11002002 | 11002002
IM22 | 11002003 | NO | M | NO | TRANSMITTER,TDR LVL,705-5200-310+X7MR-A+ | EA | ZCHN | Ordered | 11002003 | 11002003
IM22 | 11002004 | NO | M | NO | TRANSMITTER,MAGENTOSTR.LVL,XJM4+2C1+XF3A | EA | ZCHN | Ordered | 11002004 | 11002004
IM22 | 11002005 | NO | M | NO | TRANSMITTER,MAGENTOSTR.LVL, XJM4+2C1 | EA | ZCHN | Ordered | 11002005 | 11002005
IM22 | 11002006 | NO | M | NO | TRANSMITTER,MAGENTOSTR.LVL, XJM4+2C1 | EA | ZCHN | Ordered | 11002006 | 11002006
IM22 | 11002007 | NO | M | NO | TRANSMITTER,MAGENTOSTR.LVL,XJM4+2C1+XF3A | EA | ZCHN | Ordered | 11002007 | 11002007
IM22 | 11002008 | NO | M | NO | TRANSMITTER,MAGENTOSTR.LVL,XJM4+2C1+XF3A | EA | ZCHN | Ordered | 11002008 | 11002008
IM22 | 11002009 | NO | M | NO | TRANSMITTER,MAGENTOSTRICT.LVL, XJM4+X2C1 | EA | ZCHN | Ordered | NO | NO
IM21 | 11002010 | NO | M | NO | SWITCH,MOUNTED FLOAT LVL, XT62-DG3B-HM3 | EA | ZCHN | Ordered | 11002010 | 11002010
IM21 | 11002011 | NO | M | NO | SWITCH,CAGE MOUNT,DISP.LVL,XN15-AT40-RNQ | EA | ZCHN | Ordered | 11002011 | 11002011
IM21 | 11002012 | NO | M | NO | SWITCH,CAGE MOUNT,FLT.LVL,XO30-DS30-HM7 | EA | ZCHN | Ordered | NO | NO
IM21 | 11002013 | NO | M | NO | SWITCH,CAGE MOUNT,LVL. XO30-DS30-HM7 | EA | ZCHN | Ordered | NO | NO
IM21 | 11002014 | NO | M | NO | SWITCH,CAGE MOUNT,FLT.LVL.XO30-DS30-HM7 | EA | ZCHN | Ordered | 11002014 | 11002014
IM25 | 11002015 | NO | M | NO | GUIDED WAVE TDR PROBE, X7MT-A550-060 | EA | ZCHN | Ordered | 11002015 | 11002015
IM25 | 11002016 | NO | M | NO | GUIDED WAVE RDR CAGED PROB,X7MG-J448-134 | EA | ZCHN | Ordered | 11002016 | 11002016
IM21 | 11002017 | NO | M | NO | PRESSURE SWITCH-(H's),H121-554-M446-M20+ | EA | ZCHN | Ordered | 11002017 | 11002017
IM21 | 11002018 | NO | M | NO | PRESSURE SWITCH-(H's),H121-361-M446-M20+ | EA | ZCHN | Ordered | 11002018 | 11002018
IM21 | 11002019 | NO | M | NO | PRESSURE SWITCH-(H's),H121-358-M446-M20+ | EA | ZCHN | Ordered | 11002019 | 11002019
IM22 | 11002020 | NO | M | NO | TRANSMITTER,TDR.LVL,X706-512A-310 + X7C+ | EA | ZCHN | Ordered | 11002020 | 11002020
IM11 | 11002021 | NO | M | NO | INDICATOR,MAG.LVL.X1MT-BADA-AHNN-11NN-N+ | EA | ZCHN | Ordered | 11002021 | 11002021
IM18 | 11002022 | NO | M | NO | SENSOR ASSY.FP-700,LEL, 967-524520-100A | EA | ZCHN | Ordered | 11002022 | 11002022
IM21 | 11002023 | NO | M | NO | SWITCH,DISPLACER LEVEL, A15-DG4B-HA9 | EA | ZCHN | Ordered | 11002023 | 11002023
IM25 | 11002024 | NO | M | NO | TELEDYNE 320P/D W/SAMPLE PUMP,320P/D | EA | ZCHN | Ordered | 11002024 | 11002024
IM21 | 11002025 | NO | M | NO | "WIRING ASSY-SWITCH/DISPLAY PCB",B65916 | EA | ZCHN | Ordered | 11002025 | 11002025
IM18 | 11002026 | NO | M | NO | WIRING ASSY-SENSOR/PREAMP PCB,B65917 | EA | ZCHN | Ordered | 11002026 | 11002026
IM25 | 11002027 | NO | M | NO | WIRING ASSY CTRL VALVES, B65915 | EA | ZCHN | Ordered | 11002027 | 11002027
IM25 | 11002028 | NO | M | NO | WIRING ASSEMBLY, HEATER,3020T, B65918 | EA | ZCHN | Ordered | 11002028 | 11002028
IM07 | 11002029 | NO | M | NO | CONNECTOR 4 PIN FEMALE B8141.0, CP02070 | EA | ZCHN | Ordered | 11002029 | 11002029
IM25 | 11002030 | NO | M | NO | CELL BODY ASSY 3001 INSTA, C73998A | EA | ZCHN | Ordered | 11002030 | 11002030
IM25 | 11002031 | NO | M | NO | BLOCK MOD DETAIL INSTA TRACE, B72087 | EA | ZCHN | Ordered | 11002031 | 11002031
IM25 | 11002032 | NO | M | NO | RING JOINT OVAL, X012-1906-027,MAGNETROL | EA | ZCHN | Ordered | 11002032 | 11002032
IM25 | 11002033 | NO | M | NO | RING JOINT OVAL,X012-1906-004, MAGNETROL | EA | ZCHN | Ordered | 11002033 | 11002033
IM25 | 11002034 | NO | M | NO | FLOAT, XF9E-4200-090, MAGNETROL | EA | ZCHN | Ordered | 11002034 | 11002034
IM25 | 11002035 | NO | M | NO | SPACER DETAIL CELL MDL 3001, B71475 | EA | ZCHN | Ordered | 11002035 | 11002035
IM25 | 11002036 | NO | M | NO | RIBBON CABLE ASSY (MX), B65912, TELEDYNE | EA | ZCHN | Ordered | 11002036 | 11002036
IM25 | 11002037 | NO | M | NO | ELECTRONIC MODULEVEL ASSY. 032-5841-004 | EA | ZCHN | Ordered | 11002037 | 11002037
IM22 | 11002038 | NO | M | NO | TRANSMITTER, TDR LVL, 705-520A-E20 | EA | ZCHN | Ordered | 11002038 | 11002038
IM08 | 11002039 | NO | M | NO | SENSOR,DM-700-O2,OXYGEN, 9H7-343491-25PA | EA | ZCHN | Ordered | 11002039 | 11002039
IM21 | 11002040 | NO | M | NO | SWITCH,CAGE MOUNT FLT LVL, XC24-AB10-CBC | EA | ZCHN | Ordered | 11002040 | 11002040
IM18 | 11002041 | NO | M | NO | SENSOR,PLUG-IN,DM-700-HCL,377-090901-010 | EA | ZCHN | Ordered | 11002041 | 11002041
IM18 | 11002042 | NO | M | NO | SENSOR,PLUG-IN,DM-700-CO,377-444401-300 | EA | ZCHN | Ordered | 11002042 | 11002042
IM18 | 11002043 | NO | M | NO | SENSOR,PLUG-IN,DM-702-NH3,377-505001-050 | EA | ZCHN | Ordered | 11002043 | 11002043
IM25 | 11002044 | NO | M | NO | RETROFIT KIT 3000 INSTA TRANS, C71792A1 | EA | ZCHN | Ordered | 11002044 | 11002044
IM25 | 11002045 | NO | M | NO | TDR PROBE,GUIDED WAVE, X7MD-N64N-108 | EA | ZCHN | Ordered | 11002045 | 11002045
IM25 | 11002046 | NO | M | NO | TDR PROBE,GUIDED WAVE, X7MD-NUTN-140 | EA | ZCHN | Ordered | 11002046 | 11002046
IM07 | 11002047 | NO | M | NO | MAGNETIC FLOAT, PVDF FLOAT | EA | ZCHN | Ordered | 11002047 | 11002047
IM25 | 11002048 | NO | M | NO | VOLATILE ORG. COMPOUND,S927-P20000-01KC | EA | ZCHN | Ordered | 11002048 | 11002048
IM01 | 11002049 | NO | M | NO | ANALYZER,PORTABLE EMISSIONS,PEM-9004 | EA | ZCHN | Ordered | 11002049 | 11002049
IM08 | 11002050 | NO | M | NO | NITROGEN OXIDE & SULFUR DIOXIDE 0-2000 | EA | ZCHN | Ordered | 11002050 | 11002050
IM25 | 11002051 | NO | M | NO | RELAY, 1010-N4X-SA BBU, 954-1010A3-612 | EA | ZCHN | Ordered | NO | NO
IM18 | 11002052 | NO | M | NO | SENSOR,LEL GAS,FP-700,9H7-524520-100C | EA | ZCHN | Ordered | 11002052 | 11002052
IM25 | 11002055 | NO | M | NO | BOARD PC ASSY AUTO CAL,B00947, TELEDYNE | EA | ZCHN | Ordered | 11002055 | 11002055
IM25 | 11002056 | NO | M | NO | BOARD MPCB 7600/ PC BD MAIN ZKJ B100 | EA | ZCHN | Ordered | NO | NO
IM22 | 11002057 | NO | M | NO | TRANSMITTER,DISPLACER LVL,XE35-KQ4B-S11 | EA | ZCHN | Ordered | 11002057 | 11002057
IM22 | 11002058 | NO | M | NO | TRANSMITTER,DISPLACER LVL,XE35-KQ4C-S11 | EA | ZCHN | Ordered | 11002058 | 11002058
IM11 | 11002060 | NO | M | NO | INDICATOR.MAG.LVL.X1M1-A21P-2EAE-1111-N+ | EA | ZCHN | Ordered | 11002060 | 11002060
IM11 | 11002061 | NO | M | NO | INDICATOR.MAG.LVL.X1M1-A21P-2EAE-1111-N+ | EA | ZCHN | Ordered | 11002061 | 11002061
IM11 | 11002062 | NO | M | NO | INDICATOR.MAG.LVL.X1M1-A21P-2EAE-1111-N+ | EA | ZCHN | Ordered | 11002062 | 11002062
IM25 | 11002063 | NO | M | NO | ELECTRONIC MODULE,MODEL-705,Z31-2841-001 | EA | ZCHN | Ordered | 11002063 | 11002063
IM18 | 11002064 | NO | M | NO | SENSOR,CHEMICAL RESISTANT, LXT 380+SP3x | EA | ZCHN | Ordered | 11002064 | 11002064
IM13 | 11002070 | NO | M | NO | LAMP MINIATURE HALOGEN 12V, L00323, | EA | ZCHN | Ordered | NO | NO
IM21 | 11002072 | NO | M | NO | SWITCH,TOP MOUNT.DISP.LVL., B15-DH3B-CG9 | EA | ZCHN | Ordered | 11002072 | 11002072
IM11 | 11002073 | NO | M | NO | MAG.LVL IND. +MAGNETO LVL TRNS. X1M1+251 | EA | ZCHN | Ordered | 11002073 | 11002073
IM22 | 11002074 | NO | M | NO | TRANSMITTER,GUID.WAVE LVL. X705-51AA-110 | EA | ZCHN | Ordered | 11002074 | 11002074
IM25 | 11002075 | NO | M | NO | MAIN I/O PC CARD, PCA 180B, HOFFER FLOW | EA | ZCHN | Ordered | 11002075 | 11002075
IM11 | 11002080 | NO | M | NO | INDICATOR,MAG LVL.X1M1-A21P-AETE-1111-N+ | EA | ZCHN | Ordered | 11002080 | 11002080
IM25 | 11002081 | NO | M | NO | CAPACITANCE PROBE,8AA-1A1A-032+004-5867+ | EA | ZCHN | Ordered | 11002081 | 11002081
IM25 | 11002083 | NO | M | NO | 1010-N4X MECHANICAL ASSY,949-101050-000 | EA | ZCHN | Ordered | 11002083 | 11002083
EM23 | 11002084 | NO | M | NO | POWER SUPPLY (1010-N4X),360-RWS150-024 | EA | ZCHN | Ordered | 11002084 | 11002084
IM22 | 11002085 | NO | M | NO | TRANSMITTER,DISP.LVL.XE33-KP5A-S11+XB1+ | EA | ZCHN | Ordered | 11002085 | 11002085
IM22 | 11002086 | NO | M | NO | TRANSMITTER,DISP.LVL.XE33-KPMA-S11 + XB+ | EA | ZCHN | Ordered | 11002086 | 11002086
IM21 | 11002087 | NO | M | NO | SWITCH,CAGE MOUNT DISP.LVL.XN15-DS40-WNQ | EA | ZCHN | Ordered | 11002087 | 11002087
IM21 | 11002088 | NO | M | NO | SWITCH,CAGE MOUNT DISP.LVL.XN32-DS80-WNQ | EA | ZCHN | Ordered | 11002088 | 11002088
IM25 | 11002089 | NO | M | NO | MAGNETROL SPARE,#SPARE | EA | ZCHN | Ordered | 11002089 | 11002089
IM25 | 11002090 | NO | M | NO | PC BD MAIN ZKJ B100 TK7L5172C1, B00952 | EA | ZCHN | Ordered | 11002090 | 11002090
IM25 | 11002091 | NO | M | NO | CABLE FOR THE PCB BOARD-B00947,CP003829 | EA | ZCHN | Ordered | 11002091 | 11002091
IM18 | 11002094 | NO | M | NO | SENSOR HOUSING, 394-444400-100, | EA | ZCHN | Ordered | 11002094 | 11002094
IM25 | 11002095 | NO | M | NO | PROBE,GUIDED WAVE TDR, X7MD-N54N-112 | EA | ZCHN | Ordered | 11002095 | 11002095
IM25 | 11002096 | NO | M | NO | CAPACITANCE PROBE,8CA-4A1A-081,MAGNETROL | EA | ZCHN | Ordered | 11002096 | 11002096
IM11 | 11002097 | NO | M | NO | INDICATOR,MAG. LVL, X1M1-AADB-BEAG-1121+ | EA | ZCHN | Ordered | 11002097 | 11002097
IM01 | 11002098 | NO | M | NO | ANALYZER,PORT.HYD.SULFIDE.952-724000-020 | EA | ZCHN | Ordered | 11002098 | 11002098
IM01 | 11002099 | NO | M | NO | ANALYZER LXT 330 DO, 0 - 10 ppb,TELEDYNE | EA | ZCHN | Ordered | 11002099 | 11002099
IM25 | 11002100 | NO | M | NO | ELECTRODE CARTRDGE, DO90 PPB DO,TELEDYNE | EA | ZCHN | Ordered | 11002100 | 11002100
IM21 | 11002102 | NO | M | NO | SWITCH,THERMAL DISPERSION,TD2-7H00-030 | EA | ZCHN | Ordered | 11002102 | 11002102
IM25 | 11002103 | NO | M | NO | STANDARD CONNECTOR BOARD,500-001794-004 | EA | ZCHN | Ordered | 11002103 | NO
IM25 | 11002104 | NO | M | NO | TUBING,P/N.TT00324,TYGON,7014,MDL.6750 | RL | ZCHN | Ordered | 11002104 | 11002104
IM21 | 11002105 | NO | M | NO | SWITCH,FLOAT LVL,XT62-DG4S-HM3+011-2407+ | EA | ZCHN | Ordered | 11002105 | 11002105
IM21 | 11002106 | NO | M | NO | PRESSURE SWITCH,H122K-559-M202,UE | EA | ZCHN | Ordered | 11002106 | 11002106
IM21 | 11002108 | NO | M | NO | PRESSURE SWITCH,J120-192-1195-QC1, UE | EA | ZCHN | Ordered | NO | NO
IM21 | 11002109 | NO | M | NO | TEMPERATURE SWITCH,C120-120-M201-1180-QC | EA | ZCHN | Ordered | NO | NO
IM21 | 11002110 | NO | M | NO | FLOW SWITCH, VANE TYPE, F10-1E68-BU5 | EA | ZCHN | Ordered | 11002110 | 11002110
IM11 | 11002112 | NO | M | NO | MAGNT. LVL INDI.,X1M1-BAAB-BEBE-1121-NN+ | EA | ZCHN | Ordered | NO | NO
IM11 | 11002113 | NO | M | NO | MAGNT. LVL INDI.,X1M1-BAAB-BEBE-1121-NN+ | EA | ZCHN | Ordered | NO | NO
IM21 | 11002114 | NO | M | NO | PRESSURE SWITCH,J403-451-QC1-CC2-M203-M4 | EA | ZCHN | Ordered | 11002114 | 11002114
IM11 | 11002115 | NO | M | NO | INDICATOR,XISB-432M-056,MAGNETROL | EA | ZCHN | Ordered | 11002115 | 11002115
IM25 | 11002116 | NO | M | NO | GUIDED WAVE TDR LEVEL,705-51AA-C10 | EA | ZCHN | Ordered | 11002116 | 11002116
IM21 | 11002117 | NO | M | NO | PRESSURE SWITCH, J400K-S147B-M210 | EA | ZCHN | Ordered | NO | NO
IM11 | 11002118 | NO | M | NO | MAGNT.LVL INDICATOR,X1M1-BQAB-BEBE-1121+ | EA | ZCHN | Ordered | NO | NO
IM11 | 11002119 | NO | M | NO | MAGNT.LVL INDICATOR,X1M1-BAAB-BEBE-5151+ | EA | ZCHN | Ordered | NO | NO
IM25 | 11002120 | NO | M | NO | SPARE, HC 276 FLOAT,007-1HQF-210,MAGNETR | EA | ZCHN | Ordered | NO | NO
IM11 | 11002121 | NO | M | NO | MAGN.LVL INDICATOR,X1MT-AAAA-AHNN-31NN-+ | EA | ZCHN | Ordered | 11002121 | 11002121
IM21 | 11002122 | NO | M | NO | DIFF.PRESS. SWITCH, J120K-S147B-1180 | EA | ZCHN | Ordered | NO | NO
IM21 | 11002123 | NO | M | NO | LEVEL SWITCH, T20-DH3A-C2S,MAGNETROL | EA | ZCHN | Ordered | 11002123 | 11002123
IM25 | 11002124 | NO | M | NO | AMP BOARD,B00709 or B00891,TELEDYNE | EA | ZCHN | Ordered | 11002124 | 11002124
IM25 | 11002125 | NO | M | NO | BOARD MOTHER PCB ASSEMBLY,B00882,TELEDYN | EA | ZCHN | Ordered | 11002125 | 11002125
IM25 | 11002126 | NO | M | NO | SPARE HASTELLOY C-276 FLOAT,F16-0400-07 | EA | ZCHN | Ordered | NO | NO
IM21 | 11002127 | NO | M | NO | SWITCH,THERM.DISP.XTD2-7D00-03+XTMA-A43+ | EA | ZCHN | Ordered | 11002127 | 11002127
IM11 | 11002128 | NO | M | NO | INDICATOR,MAG.LVL.X1MT-BA3A-AHNN-NNNN-N+ | EA | ZCHN | Ordered | 11002128 | 11002128
IM21 | 11002129 | NO | M | NO | FLOW SWITCH,XF50-4C2B-BA9,MAGNETROL | EA | ZCHN | Ordered | 11002129 | 11002129
IM21 | 11002130 | NO | M | NO | SWITCH,ULTRASONIC LEVEL, 961-7DA0-0C0 | EA | ZCHN | Ordered | 11002130 | 11002130
IM25 | 11002132 | NO | M | NO | NAME PLATES, MAGNETROL (FOR TAGS) | LOT | ZCHN | Ordered | 11002132 | 11002132
IM18 | 11002133 | NO | M | NO | SENSOR,GAS,PI-701-VOC, 9R7-P21520-100 | EA | ZCHN | Ordered | 11002133 | 11002133
IM18 | 11002134 | NO | M | NO | SENSOR,LEL GAS, FP-700, 9R7-521520-100C | EA | ZCHN | Ordered | 11002134 | 11002134
IM25 | 11002135 | NO | M | NO | TERMINAL BOARD-IS, HART, 030-9151-001 | EA | ZCHN | Ordered | 11002135 | 11002135
IM22 | 11002136 | NO | M | NO | TRANSMITTER,TDR LVL,705-520A-C10+011-24+ | EA | ZCHN | Ordered | 11002136 | 11002136
IM08 | 11002137 | NO | M | NO | ITM-IR-700-CO2,CARB.DIO.S927-400000-005C | EA | ZCHN | Ordered | NO | NO
MM10 | 11002138 | NO | M | NO | SPIRAL WOUND RING GASKET,012-1210-230 | EA | ZCHN | Ordered | 11002138 | 11002138
IM25 | 11002139 | NO | M | NO | HOUSING BASE 'O'-RING, 012-2201-116 | EA | ZCHN | Ordered | 11002139 | 11002139
IM25 | 11002140 | NO | M | NO | HOUSING COVER 'O'-RING, 012-2201-240 | EA | ZCHN | Ordered | 11002140 | 11002140
IM25 | 11002141 | NO | M | NO | HOUSING COVER KIT, 089-6606-001 | EA | ZCHN | Ordered | 11002141 | 11002141
MM10 | 11002142 | NO | M | NO | SPIRAL WOUND RING GASKET, 012-1204-021 | EA | ZCHN | Ordered | 11002142 | 11002142
MM10 | 11002143 | NO | M | NO | SPIRAL WOUND RING GASKET, 012-1210-225 | EA | ZCHN | Ordered | 11002143 | 11002143
IM21 | 11002144 | NO | M | NO | TEMP.SWITCH,F100-6BS-M201-M446-QC1-W050+ | EA | ZCHN | Ordered | 11002144 | 11002144
IM21 | 11002145 | NO | M | NO | PRESS.SWITCH,H100-376-1010-QC1-M201-M91+ | EA | ZCHN | Ordered | 11002145 | 11002145
IM11 | 11002146 | NO | M | NO | MAG.LVL INDICATOR,X1M1-BADB-MDAE-1111-N+ | EA | ZCHN | Ordered | NO | NO
IM14 | 11002147 | NO | M | NO | RULER, X005-8899-001, MAGNETROL | LOT | ZCHN | Ordered | 11002147 | 11002147
IM11 | 11002148 | NO | M | NO | INDICATOR,MAG.LVL.X1MT-BAAA-AHNN-11NN-N+ | EA | ZCHN | Ordered | 11002148 | 11002148
IM25 | 11002149 | NO | M | NO | FLOAT ASSEMBLY, JOY-0150-100, MAGNETROL | EA | ZCHN | Ordered | 11002149 | 11002149
IM11 | 11002150 | NO | M | NO | INDICATOR,MAG.LVL.X1M1-A21P-2EAE-1111-N+ | EA | ZCHN | Ordered | 11002150 | 11002150
IM11 | 11002151 | NO | M | NO | INDICATOR,MAG.LVL.X1M1-A21P-2EAE-1111-N+ | EA | ZCHN | Ordered | 11002151 | 11002151
IM11 | 11002152 | NO | M | NO | INDICATOR,MAG.LVL.X1M1-A21P-2EAE-1111-N+ | EA | ZCHN | Ordered | NO | NO
EM23 | 11002153 | NO | M | NO | PCB ASSY POWER SUPPLY AC (T/H), C64586A | EA | ZCHN | Ordered | 11002153 | 11002153
IM11 | 11002154 | NO | M | NO | INDICATOR,MAG.LVL.X1M1-BAAA-BEAE-1111-N+ | EA | ZCHN | Ordered | 11002154 | 11002154
IM11 | 11002155 | NO | M | NO | INDICATOR,MAG.LVL.X1M1-BAAA-BEAE-1111-N+ | EA | ZCHN | Ordered | 11002155 | 11002155
IM11 | 11002156 | NO | M | NO | INDICATOR,MAG.LVL.X1M1-BAAA-BEAE-1111-N+ | EA | ZCHN | Ordered | 11002156 | 11002156
IM11 | 11002157 | NO | M | NO | INDICATOR,MAG.LVL.X1M1-B21A-2EAE-1111-N+ | EA | ZCHN | Ordered | 11002157 | 11002157
IM11 | 11002158 | NO | M | NO | INDICATOR,MAG.LVL.X1M1-B21A-2EAE-1111-N+ | EA | ZCHN | Ordered | 11002158 | 11002158
IM11 | 11002159 | NO | M | NO | INDICATOR,MAG.LVL.X1M1-B21A-2EAE-1111-N+ | EA | ZCHN | Ordered | 11002159 | 11002159
IM22 | 11002160 | NO | M | NO | TRANSMITTER.DISP.LEVEL.,XE32-KH4C-S15 | EA | ZCHN | Ordered | 11002160 | 11002160
IM21 | 11002161 | NO | M | NO | SWITCH,TOP MOUNT DISP.LVL. XA15-AH4B-HM7 | EA | ZCHN | Ordered | 11002161 | 11002161
IM21 | 11002162 | NO | M | NO | SWITCH,TOP MOUNT DISP.LVL. A15-AH4B-HM7 | EA | ZCHN | Ordered | 11002162 | 11002162
IM21 | 11002163 | NO | M | NO | PRESSURE SWITCH,12-S-H-S-N-2-B-M201-QC1+ | EA | ZCHN | Ordered | NO | NO
IM21 | 11002164 | NO | M | NO | PRESSURE SWITCH,12-S-H-S-N-2-C-M201-QC1+ | EA | ZCHN | Ordered | NO | NO
IM22 | 11002165 | NO | M | NO | TRANSMITTER,TDR LVL.X706-520A-A10 + X7C+ | EA | ZCHN | Ordered | 11002165 | 11002165
IM01 | 11002166 | NO | M | NO | ANALYZER,MOD-6650SP,OIL IN WATER,6650SP | EA | ZCHN | Ordered | NO | NO
IM21 | 11002167 | NO | M | NO | ULTRASONIC LVL SWITCH,X961-7DA0-030+9M1+ | EA | ZCHN | Ordered | NO | NO
IM11 | 11002168 | NO | M | NO | INDICATOR,MAG.LVL,X1M1-A21P-2EAE-1111-N+ | EA | ZCHN | Ordered | NO | NO
IM11 | 11002169 | NO | M | NO | INDICATOR,MAG.LVL,X1M1-A21P-2EAE-1111-N+ | EA | ZCHN | Ordered | NO | NO
IM11 | 11002170 | NO | M | NO | INDICATOR,MAG.LVL,X1M1-A21P-2EAE-1111-N+ | EA | ZCHN | Ordered | NO | NO
IM11 | 11002171 | NO | M | NO | INDICATOR,MAG.LVL,X1M1-ASAB-BEAE-1111-N+ | EA | ZCHN | Ordered | NO | NO
IM05 | 11002172 | NO | M | NO | H2S DETECTOR, 9H7-242494-100C DM-700 | EA | ZCHN | Ordered | 11002172 | 11002172
IM22 | 11002173 | NO | M | NO | TRANSMITTER,TDR LVL.705-520A-310+X7MR-A+ | EA | ZCHN | Ordered | 11002173 | 11002173
IM25 | 11002174 | NO | M | NO | GUIDED WAVE TDR PROBE, X7MG-J448-534 | EA | ZCHN | Ordered | 11002174 | 11002174
IM22 | 11002175 | NO | M | NO | TRANSMITTER,TDR LVL.X706-512A-A10+X7CL-+ | EA | ZCHN | Ordered | 11002175 | 11002175
IM22 | 11002176 | NO | M | NO | TRANSMITTER,TDR LVL,705-510A-C10+011-24+ | EA | ZCHN | Ordered | 11002176 | 11002176
IM11 | 11002177 | NO | M | NO | INDICATOR MAG.LVL.1M1-BADB-BEAE-1111-NN+ | EA | ZCHN | Ordered | NO | NO
IM22 | 11002178 | NO | M | NO | TRANSMITTER,TDR LVL, 706 + X7CS + XF3A | EA | ZCHN | Ordered | 11002178 | 11002178
IM21 | 11002179 | NO | M | NO | SWITCH,THERM.DISP.XTD2-8D00-0G1+TMA-ABB+ | EA | ZCHN | Ordered | 11002179 | 11002179
IM01 | 11002180 | NO | M | NO | ANALYZER,6650SP,OIL IN WATER, 0-200ppm | EA | ZCHN | Ordered | NO | NO
IM25 | 11002181 | NO | M | NO | PROBE,GUIDED WAVE TDR, X7ML-V64N-063 | EA | ZCHN | Ordered | 11002181 | 11002181
IM25 | 11002182 | NO | M | NO | PROBE,GUIDED WAVE TDR, X7ML-N64N-178 | EA | ZCHN | Ordered | 11002182 | 11002182
IM25 | 11002183 | NO | M | NO | PROBE,GUIDED WAVE TDR, X7MS-A648-148 | EA | ZCHN | Ordered | 11002183 | 11002183
IM25 | 11002184 | NO | M | NO | PROBE,GUIDED WAVE TDR, X7MS-A658-108 | EA | ZCHN | Ordered | 11002184 | 11002184
IM18 | 11002185 | NO | M | NO | SENSOR,DM-700-CL2, 377-747401-010 | EA | ZCHN | Ordered | NO | NO
IM25 | 11002186 | NO | M | NO | PROBE,GUIDED WAVE TDR, X7ML-N65N-108 | EA | ZCHN | Ordered | 11002186 | 11002186
IM25 | 11002187 | NO | M | NO | PROBE,GUIDED WAVE TDR, X7MT-N648-104 | EA | ZCHN | Ordered | 11002187 | 11002187
IM25 | 11002188 | NO | M | NO | PROBE,GUIDED WAVE TDR, X7ML-N65N-227 | EA | ZCHN | Ordered | 11002188 | 11002188
EM23 | 11002189 | NO | M | NO | PC BD ASSY, B89589A, TELEDYNE | EA | ZCHN | Ordered | 11002189 | 11002189
IM21 | 11002190 | NO | M | NO | SWITCH,TEMP.,F120-8BS-1537-10S-10S-W050+ | EA | ZCHN | Ordered | 11002190 | 11002190
IM11 | 11002191 | NO | M | NO | INDICATOR,MAG.LVL.X1M1-AAAB-BEAE-1111-N+ | EA | ZCHN | Ordered | NO | NO
IM11 | 11002192 | NO | M | NO | INDICATOR,MAG.LVL. X1M1-BADB-BEBG-1111-+ | EA | ZCHN | Ordered | 11002192 | 11002192
IM25 | 11002193 | NO | M | NO | PROBE,GUIDED WAVE TDR, X7MD-A54N-066 | EA | ZCHN | Ordered | 11002193 | 11002193
IM25 | 11002194 | NO | M | NO | PROBE,GUIDED WAVE TDR, X7EK-L44A-021 | EA | ZCHN | Ordered | 11002194 | 11002194
IM11 | 11002196 | NO | M | NO | INDICATOR,MAG.LVL.,X1M1-BAAB-BEAE-2121-+ | EA | ZCHN | Ordered | 11002196 | 11002196
IM21 | 11002197 | NO | M | NO | BI-STABLE REED SWITCH, ORS-A11P-001 | EA | ZCHN | Ordered | 11002197 | 11002197
IM25 | 11002198 | NO | M | NO | JACK PANEL MOUNT 2.5 MM 5/16, J00065 | EA | ZCHN | Ordered | 11002198 | 11002198
IM25 | 11002199 | NO | M | NO | PROBE,GUIDED WAVE TDR, X7MD-N6LN-388 | EA | ZCHN | Ordered | 11002199 | 11002199
IM21 | 11002200 | NO | M | NO | TEMPERATURE SWITCH,E122-2BSB, UE | EA | ZCHN | Ordered | 11002200 | 11002200
IM22 | 11002201 | NO | M | NO | TRANSMITTER,TDR LVL,705-510A-C10 + X7MR+ | EA | ZCHN | Ordered | 11002201 | 11002201
IM25 | 11002202 | NO | M | NO | PROBE,GUIDED WAVE TDR, X7MR-Y530-165 | EA | ZCHN | Ordered | 11002202 | 11002202
IM25 | 11002203 | NO | M | NO | PROBE,GUIDED WAVE TDR, X7ER-J532-058 | EA | ZCHN | Ordered | 11002203 | 11002203
IM25 | 11002204 | NO | M | NO | PROBE,GUIDED WAVE TDR, X7ER-J530-157 | EA | ZCHN | Ordered | 11002204 | 11002204
IM25 | 11002205 | NO | M | NO | REAL-TIME DATA-LOGGER CAPABLE OF STORING | EA | ZCHN | Ordered | 11002205 | 11002205
IM25 | 11002206 | NO | M | NO | SIDE-MOUNT SAMPLE SYSTEM WITH 316SS + | EA | ZCHN | Ordered | 11002206 | 11002206
IM25 | 11002207 | NO | M | NO | PROBE,GUIDED WAVE TDR,X7MM-A648-378 | EA | ZCHN | Ordered | 11002207 | 11002207
IM22 | 11002208 | NO | M | NO | TRANSMITTER,TDR LVL,705-520A-A10 + X7MS+ | EA | ZCHN | Ordered | 11002208 | 11002208
IM21 | 11002209 | NO | M | NO | SWITCH,THERMAL DISP.XTD2-8D00-030+TMC-B+ | EA | ZCHN | Ordered | NO | NO
IM25 | 11002210 | NO | M | NO | SIDE-MOUNT SAMPLE SYSTEM WITH PLASTIC CO | EA | ZCHN | Ordered | 11002210 | 11002210
IM21 | 11002211 | NO | M | NO | PRESSURE SWITCH,DIFFERENTIAL, J402K-455, | EA | ZCHN | Ordered | 11002211 | 11002211
IM22 | 11002212 | NO | M | NO | TRANSMITTER,TDR LVL,X705-520A-B10+011-2+ | EA | ZCHN | Ordered | 11002212 | 11002212
IM25 | 11002213 | NO | M | NO | PROBE,GUIDED WAVE TDR, X7ML-N64N-470 | EA | ZCHN | Ordered | 11002213 | 11002213
IM25 | 11002214 | NO | M | NO | RS-232 | EA | ZCHN | Ordered | 11002214 | 11002214
IM08 | 11002215 | NO | M | NO | 80PPM O2 BALANCE N2 | EA | ZCHN | Ordered | 11002215 | 11002215
IM22 | 11002216 | NO | M | NO | TRANSMITTER,TDR LVL,706-512A-310+7CF-43+ | EA | ZCHN | Ordered | NO | NO
IM22 | 11002217 | NO | M | NO | TRANSMITTER,TDR LVL,706-512A-310+7CF-43+ | EA | ZCHN | Ordered | NO | NO
IM22 | 11002218 | NO | M | NO | TRANSMITTER,TDR LVL,706-512A-312+7CF-43+ | EA | ZCHN | Ordered | NO | NO
MM10 | 11002219 | NO | M | NO | GASKET, 012-1210-626, MAGNETROL | EA | ZCHN | Ordered | NO | NO
IM25 | 11002220 | NO | M | NO | HASTELLOY FLOAT, XF16-0300-077,MAGNETROL | EA | ZCHN | Ordered | NO | NO
IM25 | 11002221 | NO | M | NO | TITANIUM FLOAT, XG1B-1000-085, MAGNETROL | EA | ZCHN | Ordered | NO | NO
IM06 | 11002222 | NO | M | NO | 12.57.6CK FILTER ELEMENT (10), CLASSIC | EA | ZCHN | Ordered | 11002222 | 11002222
IM21 | 11002223 | NO | M | NO | SWITCH,DISPLACER LEVEL, XB15-AH3B-C4B | EA | ZCHN | Ordered | 11002223 | 11002223
IM21 | 11002229 | NO | M | NO | PRESSURE SWITCH,J402-532/M202/M446/QC1 | EA | ZCHN | Ordered | 11002229 | 11002229
IM01 | 11002230 | NO | M | NO | ANALYZER,TELEDYNE MODEL LXT 330 FCA, | EA | ZCHN | Ordered | 11002230 | 11002230
IM11 | 11002231 | NO | M | NO | INDICATOR,MAG.LVL.X1M1-EAAJ-JEDE-2121-N+ | EA | ZCHN | Ordered | NO | NO
IM11 | 11002232 | NO | M | NO | INDICATOR,MAG.LVL.X1M1-CAAB-BEBE-2121-N+ | EA | ZCHN | Ordered | NO | NO
IM11 | 11002233 | NO | M | NO | INDICATOR,MAG.LVL.X1M1-BAAB-BEAE-2121-N+ | EA | ZCHN | Ordered | NO | NO
IM11 | 11002234 | NO | M | NO | INDICATOR,MAG.LVL.X1M1-BAAB-BEAE-2121-N+ | EA | ZCHN | Ordered | NO | NO
IM11 | 11002235 | NO | M | NO | INDICATOR,MAG.LVL.X1M1-A21P-2EAE-1111-N+ | EA | ZCHN | Ordered | 11002235 | 11002235
IM21 | 11002236 | NO | M | NO | SWITCH ONLY SERIES C / O / S-AC,089-710+ | EA | ZCHN | Ordered | 11002236 | 11002236
IM01 | 11002237 | NO | M | NO | H2 ANALYZER,TELEDYNE, MODEL 2020TCD | EA | ZCHN | Ordered | 11002237 | 11002237
IM21 | 11002238 | NO | M | NO | SWITCH,FLOAT LEVEL, C29-2B20-HMS | EA | ZCHN | Ordered | 11002238 | 11002238
IM25 | 11002239 | NO | M | NO | FLOAT, XF92-0150-100 /SG: 1.02,MAGNETROL | EA | ZCHN | Ordered | NO | NO
IM25 | 11002240 | NO | M | NO | FLOAT,XF92-0150-100 / SG: 1.14,MAGNETROL | EA | ZCHN | Ordered | NO | NO
IM25 | 11002241 | NO | M | NO | FLOW METER,THERMAL,XTA2-A1B0-140 + XTMR+ | EA | ZCHN | Ordered | 11002241 | 11002241
IM21 | 11002242 | NO | M | NO | SWITCH,TOP MOUNT DISP.LVL,XB15-LH4B-FLB | EA | ZCHN | Ordered | NO | NO
IM06 | 11002244 | NO | M | NO | FILTER ELEMENT (1), 12.57.S25V | EA | ZCHN | Ordered | 11002244 | 11002244
IM06 | 11002245 | NO | M | NO | FILTER ELEMENT (1), 12.32.PE2 | EA | ZCHN | Ordered | 11002245 | 11002245
IM22 | 11002246 | NO | M | NO | GUIDED WAVE TDR LVL XMTR, 705-51AA-C10+ | EA | ZCHN | Ordered | 11002246 | 11002246
IM21 | 11002247 | NO | M | NO | PRESSURE SWITCH - (J's) | EA | ZCHN | Ordered | 11002247 | 11002247
IM21 | 11002248 | NO | M | NO | ULTRASONIC LVL SWITCH, X961-50A0-010 + | EA | ZCHN | Ordered | 11002248 | 11002248
IM21 | 11002249 | NO | M | NO | SWITCH+MECHANISM SERIES, PN:089-7401-124 | EA | ZCHN | Ordered | 11002249 | 11002249
IM21 | 11002250 | NO | M | NO | SWITCH+MECHANISM SERIES, PN:089-7401-125 | EA | ZCHN | Ordered | 11002250 | 11002250
IM11 | 11002252 | NO | M | NO | MAG LVL IND,X1M1-BADB-BEAE-2131-NN3B2AB- | EA | ZCHN | Ordered | NO | NO
IM21 | 11002253 | NO | M | NO | ULTRASONIC LVL SWITCH,961-50A0-0A1 + 9M1 | EA | ZCHN | Ordered | 11002253 | 11002253
IM25 | 11002254 | NO | M | NO | 527441,FUSE,TR5 PLUG-IN,250V,1.25A,SLO-B | EA | ZCHN | Ordered | 11002254 | 11002254
IM25 | 11002255 | NO | M | NO | 527418,FUSE,5X20MM,250V,5A,FAST ACT,IEC' | EA | ZCHN | Ordered | 11002255 | 11002255
IM25 | 11002256 | NO | M | NO | 550026,KIM-WIPES,4-1/2 X 8-1/2,280CT | EA | ZCHN | Ordered | 11002256 | 11002256
IM25 | 11002257 | NO | M | NO | 530023,LENS CLEANER,1.25 FL OZ BOTTLE | EA | ZCHN | Ordered | 11002257 | 11002257
IM25 | 11002258 | NO | M | NO | 997788,DESICCATOR CARTRIDGE,PANEL MOUNT | EA | ZCHN | Ordered | 11002258 | 11002258
IM04 | 11002259 | NO | M | NO | 1860-0700-01,PC BD ASSY,6 PT I/O,560/360 | EA | ZCHN | Ordered | 11002259 | 11002259
IM04 | 11002260 | NO | M | NO | 1860-1100-02,PC BD ASSY,PWR SPLY,30W,TST | EA | ZCHN | Ordered | 11002260 | 11002260
IM04 | 11002261 | NO | M | NO | 1810-0230-01,PC BD ASSY,SIGNAL DETECTOR | EA | ZCHN | Ordered | 11002261 | 11002261
IM21 | 11002262 | NO | M | NO | SWITCH+MECHANISM SERIES B/Q,089-7401-122 | EA | ZCHN | Ordered | 11002262 | 11002262
IM05 | 11002263 | NO | M | NO | PC BD ASSY DETECTOR,6000,PN:C73781A | EA | ZCHN | Ordered | 11002263 | 11002263
IM05 | 11002265 | NO | M | NO | PHOTO IONIZATION DETECTOR,377-P20000-010 | EA | ZCHN | Ordered | 11002265 | 11002265
IM21 | 11002270 | NO | M | NO | THERMAL DISPERSION SWITCH | EA | ZCHN | Ordered | 11002270 | 11002270
IM25 | 11002271 | NO | M | NO | BATTERY SUB ASSY MDL 3110 FM, B82162 | EA | ZCHN | Ordered | 11002271 | 11002271
IM07 | 11002272 | NO | M | NO | CAP DETAIL VIPPER MDL 3110,C78853,O-RING | EA | ZCHN | Ordered | 11002272 | 11002272
IM25 | 11002273 | NO | M | NO | BATTERY ASSY MDL 3110 ATEX, B81574 | EA | ZCHN | Ordered | 11002273 | 11002273
IM22 | 11002274 | NO | M | NO | LVL XMTR,X706-512A-310+7CM/111+XF3A/071 | EA | ZCHN | Ordered | NO | NO
IM22 | 11002275 | NO | M | NO | LVL XMTR,X706-520A-310+7CM/100+XF3A/060 | EA | ZCHN | Ordered | NO | NO
IM22 | 11002276 | NO | M | NO | TDR LVL XMTR,X706-520A-310+7CM/268 | EA | ZCHN | Ordered | NO | NO
IM22 | 11002277 | NO | M | NO | TDR LVL XMTR,X706-512A-310+7CM/268 | EA | ZCHN | Ordered | NO | NO
IM22 | 11002278 | NO | M | NO | LVL XMTR,X706-512A-310+7CM/275+XF3A/235 | EA | ZCHN | Ordered | NO | NO
IM22 | 11002279 | NO | M | NO | LVL XMTR,X706-512A-310+7CS/200+XF3A/170 | EA | ZCHN | Ordered | NO | NO
IM22 | 11002280 | NO | M | NO | LVL XMTR,X706-512A-310+7CM/240+XF3A/200 | EA | ZCHN | Ordered | NO | NO
IM18 | 11002281 | NO | M | NO | SENSOR FOR PI-700-10, PN:377-P10000-020 | EA | ZCHN | Ordered | NO | NO
IM25 | 11002282 | NO | M | NO | SPARE FOR PI-700, PN: S927-P10000-020C | EA | ZCHN | Ordered | NO | NO
IM25 | 11002283 | NO | M | NO | 3300PA - GENERAL PURPOSE, 19"RACK MOUNT | EA | ZCHN | Ordered | 11002283 | 11002283
IM22 | 11002284 | NO | M | NO | TRANSMITTER,DISPLACER LVL, XE3F-KQ3E-H1E | EA | ZCHN | Ordered | NO | NO
IM25 | 11002290 | NO | M | NO | ANALOG PC BOARD ASSEMBLY, 030-9149-001 | EA | ZCHN | Ordered | NO | NO
EM04 | 11002291 | NO | M | NO | FIAMM SEALED LEAD ACID BATTERIES, 12 VOL | EA | ZCHN | Ordered | 11002291 | 11002291
IM21 | 11002297 | NO | M | NO | PRESSURE SWITCH, J402-126, UE | EA | ZCHN | Ordered | 11002297 | 11002297
IM21 | 11002298 | NO | M | NO | SWITCH,THERMAL DISP.XTD2-8D00-0G1+TMA-A+ | EA | ZCHN | Ordered | NO | NO
IM21 | 11002299 | NO | M | NO | PRESSURE SWITCH,1XSWLL-K-10-M276-M201-M+ | EA | ZCHN | Ordered | NO | NO
IM22 | 11002301 | NO | M | NO | TRANSMITTER,DISP.LVL, XE35-BP4A-S22 | EA | ZCHN | Ordered | NO | NO
IM22 | 11002302 | NO | M | NO | TRANSMITTER,DISP.LVL, XE35-KP4C-S12 | EA | ZCHN | Ordered | NO | NO
IM22 | 11002303 | NO | M | NO | TRANSMITTER,DISP.LVL, XE35-JP4A-S12 | EA | ZCHN | Ordered | NO | NO
IM22 | 11002304 | NO | M | NO | TRANSMITTER,DISP.LVL, XE35-BP4A-S22 | EA | ZCHN | Ordered | NO | NO
IM22 | 11002305 | NO | M | NO | TRANSMITTER,DISP.LVL, XE33-KP4B-S12 | EA | ZCHN | Ordered | NO | NO
IM22 | 11002306 | NO | M | NO | TRANSMITTER,DISP.LVL, XE35-KP5A-S12 | EA | ZCHN | Ordered | NO | NO
IM22 | 11002307 | NO | M | NO | TRANSMITTER,DISP.LVL, XE35-JP4A-S12 | EA | ZCHN | Ordered | NO | NO
IM22 | 11002308 | NO | M | NO | TRANSMITTER,DISP.LVL, XE35-KP4A-S12 | EA | ZCHN | Ordered | NO | NO
IM22 | 11002309 | NO | M | NO | TRANSMITTER,DISP.LVL, XE35-JP4A-S12 | EA | ZCHN | Ordered | NO | NO
IM11 | 11002310 | NO | M | NO | INDICATOR,MAG.LVEL.X1M1-BAAB-BEAE-1111-+ | EA | ZCHN | Ordered | NO | NO
IM25 | 11002312 | NO | M | NO | 360DI EPA COMPLIANT PARTICULATE MONITOR | EA | ZCHN | Ordered | NO | NO
IM25 | 11002316 | NO | M | NO | PROBE TDR, GUIDED WAVE, X7MD-A63N-435 | EA | ZCHN | Ordered | NO | NO
IM25 | 11002317 | NO | M | NO | FLOAT, G9J-0600-084, MAGNETROL | EA | ZCHN | Ordered | NO | NO
IM22 | 11002318 | NO | M | NO | TRANSMITTER,TDR LEVEL,705-51AA-C10 | EA | ZCHN | Ordered | NO | NO
IM22 | 11002319 | NO | M | NO | TRANSMITTER,TDR LEVEL, 705-510A-C10 | EA | ZCHN | Ordered | NO | NO
IM25 | 11002320 | NO | M | NO | IR SOURCE, I00704, TELEDYNE | EA | ZCHN | Ordered | NO | NO
IM22 | 11002321 | NO | M | NO | TRANSMITTER,TDR LEVEL, 705-520A-A10 | EA | ZCHN | Ordered | NO | NO
IM22 | 11002322 | NO | M | NO | TRANSMITTER,TDR LEVEL, X705-520A-C10 | EA | ZCHN | Ordered | NO | NO
CM09 | 10100000 | X | M | CNPNT0094 | PAINT,POLYURETHENE,GLOSS RAL6024 SET,GRN | L | ZCVL | Not ordered | NO | NO
CM09 | 10100001 | NO | M | CNPNT0036 | PAINT,EPOXY GRAY, 4L/CN | EA | ZCVL | Not ordered | NO | NO
CM01 | 10100002 | X | M | CNCON0711 | SAND BAG,50KGS | EA | ZCVL | Not ordered | NO | NO
CM11 | 10100003 | X | M | CNCON0381 | FILLING FOAM,HILTI,CF 116-45,750ml,Yel | CAN | ZCVL | Not ordered | NO | NO
CM10 | 10100004 | X | M | CNCON0714 | RUBBING COMPOUND,POLISH,BLUE RIBBON | CAN | ZCVL | Not ordered | NO | NO
CM02 | 10100006 | X | M | MISCM0220 | BEAM,300x150x7x10.50,6m LENGTH | EA | ZCVL | Not ordered | NO | NO
CM02 | 10100007 | X | M | MISCM0224 | REBAR,ASTM A775/A775M,20mm DIAx12m | EA | ZCVL | Not ordered | NO | NO
CM10 | 10100008 | NO | M | CNCON0323 | FISHER,PVC,NO-10 | PAC | ZCVL | Not ordered | 10100008 | NO
CM09 | 10100010 | X | M | CNPNT0022 | PAINT,BITUMIN,1DRUM/18LTR | EA | ZCVL | Not ordered | NO | NO
CM02 | 10100012 | X | M | CNCON0355 | REBAR CAP,1/2",PLASTIC | EA | ZCVL | Not ordered | NO | NO
CM02 | 10100013 | X | M | CNCON0347 | CONCRETE MIX,BITUMEN,WEARG SURFACE 80/10 | M3 | ZCVL | Not ordered | NO | NO
CM02 | 10100014 | X | M | CNCON0592 | ADHESIVE,EPOXY CONCRETE,HILTI,HIT-RE 500 | EA | ZCVL | Not ordered | NO | NO
CM02 | 10100015 | X | M | MISCM0127 | BEAM,UB 305X165X40,BSI BS4-1,307.9MM DP | EA | ZCVL | Not ordered | NO | NO
CM01 | 10100016 | X | M | CNCON0743 | BASE COURSE,1" | M3 | ZCVL | Not ordered | NO | NO
CM02 | 10100017 | X | M | MISCM0064 | BEAM,UNIVERAL,(UB) 457 X 191 X 89 | EA | ZCVL | Not ordered | NO | NO
CM02 | 10100018 | X | M | MISCM0065 | BEAM,UNIVERAL,(UB) 305 X 102 X 33 | EA | ZCVL | Not ordered | NO | NO
CM02 | 10100019 | X | M | MISCM0066 | UNIVERAL BEAM(UB),203x133x30 | M | ZCVL | Not ordered | NO | NO
CM02 | 10100020 | X | M | MISCM0075 | REBAR,20MM DIA,FUSION BOND EPOXY COATED | M | ZCVL | Not ordered | NO | NO
CM02 | 10100021 | X | M | MISCM0097 | UNIVERSAL BEAM,457.2x190.5x9.1x14.5mm | M | ZCVL | Not ordered | NO | NO
CM02 | 10100022 | X | M | MISCM0098 | BEAM,UB254X102X25,ASTM A36 / BS-EN 10025 | EA | ZCVL | Not ordered | NO | NO
CM02 | 10100023 | X | M | MISCM0099 | BEAM,ASTM A36 OR BS-EN10025,UB305x165x40 | EA | ZCVL | Not ordered | NO | NO
CM02 | 10100024 | X | M | MISCM0100 | BEAM,ASTM A36 OR BS-EN10025,UB254x31 | KG | ZCVL | Not ordered | NO | NO
CM02 | 10100025 | X | M | MISCM0101 | BEAM,ASTM A36 OR BS-EN10025,UC254x254x73 | EA | ZCVL | Not ordered | NO | NO
CM02 | 10100026 | X | M | MISCM0102 | BEAM,ASTM A36 OR BS-EN10025,UC203x60 | EA | ZCVL | Not ordered | NO | NO
CM02 | 10100027 | X | M | MISCM0103 | BEAM,A36 OR BS-EN10025,UC 203x203x46 | EA | ZCVL | Not ordered | NO | NO
CM02 | 10100028 | X | M | MISCM0104 | BEAM,ASTM A36 OR BS-EN10025,UC152x30 | KG | ZCVL | Not ordered | NO | NO
CM02 | 10100029 | X | M | MISCM0123 | BEAM,STRUC.,W27X217,A992/A992M,NATURAL | EA | ZCVL | Not ordered | NO | NO
CM02 | 10100030 | X | M | MISCM0124 | BEAM,UB 457X152X52,BSI BS 4-1,449.8MM DP | EA | ZCVL | Not ordered | NO | NO
CM02 | 10100031 | X | M | MISCM0125 | BEAM,UB 406X178X67,BSI BS4-1,409.4MM DP | EA | ZCVL | Not ordered | NO | NO
CM09 | 10100034 | X | M | CNPNT0095 | PAINT,POLYURETHENE,GLOSS RAL 5021 SET | L | ZCVL | Not ordered | NO | NO
CM02 | 10100035 | X | M | MISCM0218 | I-BEAM,MS,200x150x6mmx12m LENGTH | EA | ZCVL | Not ordered | NO | NO
CM02 | 10100037 | X | M | MISCM0183 | REBAR,EPOXY COAT,12MMDIA X 12M LG,FBECR | EA | ZCVL | Not ordered | NO | NO
CM09 | 10100038 | X | M | CNCON0162 | PAINT REMOVER (LIQUID) | EA | ZCVL | Not ordered | NO | NO
CM02 | 10100039 | X | M | CNCON0392 | CONCRETE,LEAN MIX,14 MPA | M3 | ZCVL | Not ordered | NO | NO
CM02 | 10100041 | X | M | MCMCL0002 | FLOOR TILE,327 GPALICABERT,40X40CMX9MM | EA | ZCVL | Not ordered | NO | NO
CM03 | 10100042 | X | M | CNCVL0012 | SLUB CUT,CONCRETE,THICKNESS 15-20 CM | EA | ZCVL | Not ordered | NO | NO
CM02 | 10100044 | X | M | MIMEW0064 | GRATING,GALVANIZED,1m x 6m x 40mm | EA | ZCVL | Not ordered | NO | NO
CM10 | 10100045 | X | M | PKACC0028 | NAIL,CONCRETE,3" | EA | ZCVL | Not ordered | NO | NO
CM10 | 10100046 | X | M | MIMEW0428 | FIBER SHEET,400x500x6mm | EA | ZCVL | Not ordered | NO | NO
CM04 | 10100047 | NO | M | MIMEW0474 | DOOR,WOODEN,2.05x1m | EA | ZCVL | Not ordered | NO | NO
CM09 | 10100050 | NO | M | CNCON0118 | PAINT,GREEN,EPOXY ANTI-CORROSIVE FOR STL | L | ZCVL | Not ordered | 10100050 | NO
CM02 | 10100052 | X | M | MIMEW0073 | SOLENOID STOPPER,DOOSAN,65.25900-6006A | EA | ZCVL | Not ordered | NO | NO
CM02 | 10100053 | X | M | MIMEW0079 | BAR,GRATING,760mmx6m,CS,ASTM A36,HDG | M | ZCVL | Not ordered | NO | NO
CM09 | 10100054 | X | M | CNPNT0029 | PAINT,SPRAY,GALVANIZED | EA | ZCVL | Not ordered | NO | NO
CM02 | 10100056 | X | M | EICAF1342 | BEAM CLAMP,OZ-GEDNEY,UPC-75G,GI,3/4" | EA | ZCVL | Not ordered | NO | NO
CM02 | 10100057 | X | M | EICAF0068 | BEAM CLAMP,1-1/2",PVC COATED | EA | ZCVL | Not ordered | NO | NO
CM02 | 10100058 | X | M | EICAF0069 | BEAM CLAMP,2",PVC COATED | EA | ZCVL | Not ordered | NO | NO
CM09 | 10100059 | X | M | CNPNT0018 | PAINT,SPRAY,PVC,GRAY, 4L/CAN | EA | ZCVL | Not ordered | NO | NO
CM07 | 10100060 | X | M | CNCON0751 | WATER TAP,SS,SMALL | EA | ZCVL | Not ordered | NO | NO
CM09 | 10100061 | X | M | CNPNT0047 | PAINT,BLACK, 4L/CAN | EA | ZCVL | Not ordered | NO | NO
CM02 | 10100062 | X | M | EICAF3249 | REBAR,10mmDIAx12m,GRADE 60 | M | ZCVL | Not ordered | NO | NO
CM02 | 10100063 | X | M | EICAF3715 | REBAR,8mmDIAx12m,GRADE 60 | M | ZCVL | Not ordered | NO | NO
CM08 | 10100064 | X | M | CNCON0403 | GREEN NET,3x50m | RL | ZCVL | Not ordered | NO | NO
CM06 | 10100065 | X | M | CNCON0785 | P E LINER,DRUM LINER | EA | ZCVL | Not ordered | NO | NO
CM09 | 10100066 | X | M | CNPNT0086 | PAINT,BROWN, 4L/CAN | EA | ZCVL | Not ordered | NO | NO
CM09 | 10100068 | X | M | CNPNT0033 | PAINT,DARK GREEN, 4L/CAN | EA | ZCVL | Not ordered | NO | NO
CM07 | 10100069 | NO | M | CNCON0375 | MIRROR,2 m,FOR THE TOILET | EA | ZCVL | Not ordered | NO | NO
CM10 | 10100071 | X | M | CNCON0666 | NAIL,CONCRETE,SIZE: 1-1/2" | EA | ZCVL | Not ordered | NO | NO
AM05 | 10100072 | NO | M | CNMSL0021 | SUPER GLUE,3gm,MADE IN INDONESIA | EA | ZCVL | Not ordered | NO | NO
CM09 | 10100074 | X | M | CNPNT0015 | PAINT,ORDINARY,WHITE,3.78 ltr/can | EA | ZCVL | Not ordered | NO | NO
AM05 | 10100075 | X | M | CNCON0132 | LINE TORRY,COTTON,100m ROLL | RL | ZCVL | Not ordered | NO | NO
CM02 | 10100077 | X | M | CNCON0248 | PUTTY,EPOXY A+B,FOR METAL JOINT | EA | ZCVL | Not ordered | NO | NO
CM04 | 10100078 | X | M | CNCON0755 | SUNSHADE,SS,1.5mm THK | EA | ZCVL | Not ordered | NO | NO
CM02 | 10100079 | X | M | CNCON0819 | DRUM LINER,PE,100 X 175 CM X 100 MICRON | EA | ZCVL | Not ordered | NO | NO
CM09 | 10100081 | X | M | CNPNT0083 | GLOSS ENAMEL PAINT,LIGHT GREY, 5L/CAN | EA | ZCVL | Not ordered | NO | NO
CM09 | 10100082 | X | M | CNPNT0085 | PAINT,BEIGE, 5L/CAN | EA | ZCVL | Not ordered | NO | NO
CM09 | 10100083 | X | M | N/A | DELETED | EA | ZCVL | Not ordered | 10100083 | NO
CM02 | 10100084 | X | M | MISCM0129 | BEAM,HEB 700X300X32MM THK,241KG/M,12M LG | EA | ZCVL | Not ordered | NO | NO
CM01 | 10100085 | X | M | EICON2381 | AGGREGATES,3/4" | M3 | ZCVL | Not ordered | NO | NO
CM02 | 10100087 | X | M | MISCM0256 | BEAM,STRCTURL,A992/SM490YA,900X300X16X28 | EA | ZCVL | Not ordered | NO | NO
CM02 | 10100088 | X | M | MISCM0227 | REBAR,EPOXY COATED,DIA10mmxLG12m | EA | ZCVL | Not ordered | NO | NO
CM07 | 10100089 | X | M | NICON0370 | FLUSH TANK,40x38cm | EA | ZCVL | Not ordered | NO | NO
CM13 | 10100090 | X | M | NICON0372 | PAINT ROLLER,6",WITH TRAY | EA | ZCVL | Not ordered | NO | NO
CM02 | 10100091 | X | M | MISCM0181 | REBAR,EPOXY COATED,DIA16mmxLG12m | EA | ZCVL | Not ordered | NO | NO
CM02 | 10100093 | X | M | MISCM0242 | BEAM,UNIVERSAL,UB610X229X101,BSI BS 4-1 | EA | ZCVL | Not ordered | NO | NO
CM10 | 10100095 | X | M | EICON2921 | PAINT BRUSH,1-1/2" | EA | ZCVL | Not ordered | NO | NO
CM02 | 10100096 | X | M | EICON2987 | BLADE,CONCRETE CUTTER,14" | EA | ZCVL | Not ordered | NO | NO
CM02 | 10100097 | NO | M | EICON2682 | FISHER,6mm | EA | ZCVL | Not ordered | NO | NO
CM02 | 10100098 | X | M | EICON3063 | BEAM CLAMP,3/4",PVC COATED | EA | ZCVL | Not ordered | NO | NO
CM10 | 10100099 | NO | M | EICON3261 | ADHESIVE,PRISM INSTANT,LOCTITE,401,20g | EA | ZCVL | Not ordered | NO | NO
CM02 | 10100101 | X | M | EICAF3764 | CLAMP,BEAM,T&B,U-562-HDG,1/2";800LB | EA | ZCVL | Not ordered | NO | NO
CM02 | 10100106 | X | M | EICAF3714 | REBAR,16mmDIAx12m,GRADE 60 | M | ZCVL | Not ordered | NO | NO
CM08 | 10100130 | NO | M | CNCON0850 | ROOFING SHEETS 1Mx1M SIZE, 0.7MM THICK | EA | ZCVL | Not ordered | 10100130 | 10100130
CM10 | 10100141 | NO | M | MWMEW0041 | WATER HOSE, 3/4" x 25 MTR, W/COUPLING | RL | ZCVL | Not ordered | 10100141 | 10100141
CM10 | 10100142 | NO | M | CNCON0704 | PaintBrush,Size:1/2" | EA | ZCVL | Not ordered | 10100142 | 10100142
CM10 | 10100143 | NO | M | CNCON0797 | M-SealEpoxyPuttySealant | EA | ZCVL | Not ordered | 10100143 | 10100143
CM01 | 10100144 | NO | M | CNCON0844 | IRONSTONE3/4" | M3 | ZCVL | Not ordered | 10100144 | 10100144
CM02 | 10100145 | NO | M | MISCM0354 | RIGIDALUMINIUMBEAM,6MTR,FAAC | M | ZCVL | Not ordered | 10100145 | 10100145
CM09 | 10100152 | NO | M | CNCON0846 | LPSINDUSTRIALSPRAY | BOX | ZCVL | Not ordered | 10100152 | 10100152
CM04 | 10100153 | NO | M | MICON0440 | AIRHOSE3/4"x20BAR | EA | ZCVL | Not ordered | 10100153 | 10100153
CM04 | 10100155 | NO | M | EICON2761 | MixGrout | BAG | ZCVL | Not ordered | 10100155 | 10100155
CM10 | 10100156 | NO | M | CNCON0870 | PLANST (NURSERIES) - ASSORTED PLANTS | EA | ZCVL | Not ordered | 10100156 | 10100156
CM01 | 10100157 | NO | M | CNCON0871 | FERTILIZER, FOR PLANTS | BAG | ZCVL | Not ordered | 10100157 | 10100157
CM03 | 10100161 | NO | M | EICON2169 | READY MIX CONCRETE, 25 MPA (4000 PSI) | M3 | ZCVL | Not ordered | NO | NO
CM07 | 10100202 | NO | M | NO | TISSUE DISPENSER | EA | ZCVL | Not ordered | NO | NO
CM07 | 10100204 | NO | M | NO | FLUSH TANK,SHALLAL-100,WALL MOUNTED | EA | ZCVL | Not ordered | NO | NO
CM07 | 10100206 | NO | M | NO | FLEXIBLE HOSE 20 MM, (FOR TOILET) | EA | ZCVL | Not ordered | NO | NO
CM07 | 10100210 | NO | M | NO | P-TRAP, 4", PVC, SCH.40 | EA | ZCVL | Not ordered | NO | NO
CM07 | 10100212 | NO | M | NO | ELBOW,PVC,4",45D,SCH40 | EA | ZCVL | Not ordered | NO | NO
CM03 | 10100220 | NO | M | NO | READY MIX CONCRETE, 5000 PSI | M3 | ZCVL | Not ordered | NO | NO
CM09 | 10100221 | NO | M | NO | PAINT, ENAMEL PAINT, GREY - COLOUR | L | ZCVL | Not ordered | NO | NO
CM02 | 10100224 | NO | M | NO | H-BEAM,100x100x6.0x8.0MM,6MTR | M | ZCVL | Not ordered | NO | NO
CM02 | 10100225 | NO | M | NO | BEAM,80x45x6.0x8.0MM,(UPN80)6 MTR LONG | M | ZCVL | Not ordered | NO | NO
CM14 | 10100230 | NO | M | NO | PLYWOOD, 15 MM THICK (4'x8') | EA | ZCVL | Not ordered | NO | NO
CM09 | 10100244 | NO | M | NO | PAINT,SIGMA SEMI-GLOSS,YELLOW,RAL 1003 | CAN | ZCVL | Not ordered | NO | NO
CM02 | 10100260 | NO | M | NO | C-CHANNEL, 150 x 50 MM, 5 MM THICK | M | ZCVL | Not ordered | NO | NO
CM02 | 10100261 | NO | M | NO | BEAM 120, SPECIFICATION :GOST 8239-89 | M | ZCVL | Not ordered | NO | NO
CM01 | 10100264 | NO | M | NO | HOLLOW BLOCKS, 40 x 200 x 200 MM | EA | ZCVL | Not ordered | NO | NO
CM01 | 10100265 | NO | M | NO | CEMENT TILES, 500 x 500 x 50 MM | EA | ZCVL | Not ordered | NO | NO
CM10 | 10100273 | NO | M | NO | WHITE CEMENT | BAG | ZCVL | Not ordered | NO | NO
CM10 | 10100274 | X | M | NO | SHEET, THERMOCOOL, 4' X 8', THK 25 MM | EA | ZCVL | Not ordered | NO | NO
CM10 | 10100275 | NO | M | NO | SHEET, THERMOCOOL, 4' X 8', THK 40 MM | EA | ZCVL | Not ordered | NO | NO
CM02 | 10100280 | X | M | NO | PLATE:- 14MM THK,SCH 40,ASTM A 36 | EA | ZCVL | Not ordered | NO | NO
CM02 | 10100284 | X | M | NO | CHANNEL:- C 6 X 13 MM ,ASTM A36 | EA | ZCVL | Not ordered | NO | NO
CM02 | 10100285 | X | M | NO | BEAM :- W6 X 12 MM, ASTM A36 | EA | ZCVL | Not ordered | NO | NO
CM02 | 10100286 | X | M | NO | ANGLE BAR :- L30 X 5MM, ASTM A 36 | EA | ZCVL | Not ordered | NO | NO
CM06 | 10100287 | X | M | NO | SHEET, CORRUGATED, PREPAINTED BSI 1000 | EA | ZCVL | Not ordered | NO | NO
CM05 | 10100289 | X | M | NO | ASPHALT BASE COURSE MATERIAL, | TO | ZCVL | Not ordered | NO | NO
CM04 | 10100310 | NO | M | NO | SWEET SAND | M3 | ZCVL | Not ordered | NO | NO
CM06 | 10100332 | X | M | NO | ROOFING STEEL PANEL, 0.7MM THK, 1Mx6M | EA | ZCVL | Not ordered | NO | NO
CM10 | 10100335 | NO | M | NO | JOINT SEALANT, SIKAFLEX-11 FC, 600 ML, | EA | ZCVL | Not ordered | NO | NO
CM14 | 10100337 | NO | M | NO | LUMBER WOOD, 1" x 2" x 4M | EA | ZCVL | Not ordered | NO | NO
CM07 | 10100343 | NO | M | NO | PIPE,PVC,1",SCH80x6MTR | EA | ZCVL | Not ordered | NO | NO
CM07 | 10100345 | NO | M | NO | ELBOW, PVC, 1", 60 DEG, SCH.80 | EA | ZCVL | Not ordered | NO | NO
CM07 | 10100346 | NO | M | NO | ELBOW,PVC,1/2",90D,SCH80,THRD | EA | ZCVL | Not ordered | NO | NO
CM07 | 10100348 | NO | M | NO | TEE REDUCER,PVC,2"x1/2",SCH40 | EA | ZCVL | Not ordered | NO | NO
CM07 | 10100350 | NO | M | NO | COUPLING,PVC,1/2",SCH40 | EA | ZCVL | Not ordered | NO | NO
CM07 | 10100351 | NO | M | NO | COUPLING,PVC,1",SCH80 | EA | ZCVL | Not ordered | NO | NO
CM07 | 10100352 | NO | M | NO | COUPLING,PVC,2",SCH40 | EA | ZCVL | Not ordered | NO | NO
CM07 | 10100353 | NO | M | NO | P-TRAP,PVC,2",SCH40 | EA | ZCVL | Not ordered | NO | NO
CM07 | 10100354 | NO | M | NO | FLEXIBLE TRAP,1-1/2",W/ STANIER | EA | ZCVL | Not ordered | NO | NO
CM07 | 10100357 | NO | M | NO | FLUSH TANK SET,TOILET,AMERICAN STD | EA | ZCVL | Not ordered | NO | NO
CM07 | 10100359 | NO | M | NO | ADAPTOR, MALE, CPVC, 1", SCH.80 | EA | ZCVL | Not ordered | NO | NO
CM07 | 10100361 | NO | M | NO | BALL VALVE, PVC, 1",COMPACT,SCH.80 | EA | ZCVL | Not ordered | NO | NO
CM07 | 10100362 | X | M | NO | MALE ADAPTOR, CPVC, 1.5", SCH80 | EA | ZCVL | Not ordered | NO | NO
CM07 | 10100363 | NO | M | NO | FEMALE ADAPTOR, CPVC, 1.5", SCH80 | EA | ZCVL | Not ordered | NO | NO
CM07 | 10100364 | NO | M | NO | FOOT VALVE, 1" BRASS | EA | ZCVL | Not ordered | NO | NO
CM10 | 10100370 | NO | M | NO | GYPSUM BOARD, 15MM X 1.2M X 2.4M | EA | ZCVL | Not ordered | NO | NO
CM10 | 10100371 | NO | M | NO | METAL RUNNER, 10CM X 2CM X 3 M | EA | ZCVL | Not ordered | NO | NO
EM11 | 10100372 | NO | M | NO | ELBOW,REDUCER,1"x 1/2", CPVC, SCH.80 | EA | ZCVL | Not ordered | NO | NO
EM11 | 10100373 | NO | M | NO | TEE, PVC, 1", SCH.80 | EA | ZCVL | Not ordered | NO | NO
EM11 | 10100374 | NO | M | NO | STRAIGHT BEND 1", PVC | EA | ZCVL | Not ordered | NO | NO
EM11 | 10100375 | NO | M | NO | REDUCING BUSHING, PVC, 3/4"x 1/2" | EA | ZCVL | Not ordered | NO | NO
EM11 | 10100376 | X | M | NO | HEATING GUN KIT | EA | ZCVL | Not ordered | NO | NO
CM14 | 10100378 | NO | M | NO | LAMINATED WOOD - 25 MM THICK | EA | ZCVL | Not ordered | NO | NO
CM01 | 10100382 | NO | M | NO | SPLASH BLOCK, 500x310, PRECAST CON.BLOCK | EA | ZCVL | Not ordered | NO | NO
CM04 | 10100383 | NO | M | NO | FIXED WINDOW, 2 WAY MIRROR, 1000x1150mm | EA | ZCVL | Not ordered | NO | NO
CM04 | 10100384 | NO | M | NO | SLIDING WINDOW, 1100 x 1150mm | EA | ZCVL | Not ordered | NO | NO
CM06 | 10100387 | NO | M | NO | CEILING TILES, 600X600, | EA | ZCVL | Not ordered | NO | NO
AM03 | 10100388 | NO | M | NO | ALUMINIUM WINDOW, 1M X 1M | EA | ZCVL | Not ordered | NO | NO
AM03 | 10100389 | NO | M | NO | ALUMINIUM DOOR, 196CM X 86CM | EA | ZCVL | Not ordered | NO | NO
CM10 | 10100395 | NO | M | NO | WATER STOPPER,40X90 KEYWAY,150 PVC ,#757 | LM | ZCVL | Not ordered | NO | NO
CM10 | 10100397 | X | M | NO | POLYTHENE SHEET - 300 MICRON | ROL | ZCVL | Not ordered | NO | NO
CM10 | 10100398 | X | M | NO | TIE WIRE, 16 GAUGE, PVC COATED, GREEN | ROL | ZCVL | Not ordered | NO | NO
CM02 | 10100399 | X | M | NO | H BEEM, HW 200x200x8x12,ASTM A479 TP310S | M | ZCVL | Not ordered | NO | NO
CM02 | 10100401 | NO | M | NO | ANGLE BAR, L50 x 6, ASTM A 479 TP 310 S | M | ZCVL | Not ordered | NO | NO
CM02 | 10100403 | NO | M | NO | ANGLE BAR, L90 X 8, ASTM A 479 TP 310 S | M | ZCVL | Not ordered | NO | NO
CM07 | 10100409 | NO | M | NO | ELBOW, PVC, 1" 90 DEG, SCH.40 | EA | ZCVL | Not ordered | NO | NO
CM07 | 10100411 | NO | M | NO | ELBOW,CVPC,1/2",90DEG,BRASS THRD,SCH.80 | EA | ZCVL | Not ordered | NO | NO
CM10 | 10100412 | NO | M | NO | U-CLAMP, GI, 1/2" | EA | ZCVL | Not ordered | NO | NO
CM07 | 10100414 | NO | M | NO | VALVE, BALL, 4", CHROME BRASS, HD | EA | ZCVL | Not ordered | NO | NO
CM10 | 10100415 | NO | M | NO | U-CLAMP, GI, 4" | EA | ZCVL | Not ordered | NO | NO
CM07 | 10100416 | NO | M | NO | PIPE,CPVC,1-1/2",SCH40 | EA | ZCVL | Not ordered | NO | NO
CM07 | 10100419 | NO | M | NO | ADAPTOR,FEMALE,1/2",CPVC,BRASS TRD,SCH80 | EA | ZCVL | Not ordered | NO | NO
CM07 | 10100420 | NO | M | NO | TEE, PVC, 1-1/2", SCH.40 | EA | ZCVL | Not ordered | NO | NO
CM07 | 10100424 | NO | M | NO | SIKADUR 31/41 11 KG SET,LIQ.TYPE CHEMICA | SET | ZCVL | Not ordered | NO | NO
CM03 | 10100436 | NO | M | NO | PRECAST CONCRETE STOPPER, 1000x200x150 | EA | ZCVL | Not ordered | NO | NO
CM09 | 10100437 | NO | M | NO | ROMAC WHITE, 25KG/BAG, BS 3262:1989 | BAG | ZCVL | Not ordered | NO | NO
CM09 | 10100438 | NO | M | NO | ROMAC GLASS BEADS, 25KG/BAG | BAG | ZCVL | Not ordered | NO | NO
CM09 | 10100439 | NO | M | NO | TRAFFIC PAINT, YELLOW, RAL NO. 1021 | L | ZCVL | Not ordered | NO | NO
CM10 | 10100444 | NO | M | NO | Gypsum Board Type-X, 2 hours Fire Rated | EA | ZCVL | Not ordered | NO | NO
CM10 | 10100445 | NO | M | NO | Sound Attenuation Blanket Insulation | M2 | ZCVL | Not ordered | NO | NO
CM10 | 10100446 | NO | M | NO | WALL PAPER | M2 | ZCVL | Not ordered | NO | NO
CM10 | 10100447 | NO | M | NO | Floor Spring Set ( Dorint ) | EA | ZCVL | Not ordered | NO | NO
CM10 | 10100448 | NO | M | NO | Wooden Skirting with Adhesive | M | ZCVL | Not ordered | NO | NO
CM10 | 10100456 | NO | M | NO | SAND BAG | EA | ZCVL | Not ordered | NO | NO
CM10 | 10100457 | NO | M | NO | METAL SHOVEL, ROUND POINT | EA | ZCVL | Not ordered | NO | NO
CM10 | 10100458 | NO | M | NO | FIBER SHAVEL, ROUND POINT | EA | ZCVL | Not ordered | NO | NO
CM04 | 10100459 | NO | M | NO | IRON STONE, 3/4" | M3 | ZCVL | Not ordered | NO | NO
CM09 | 10100468 | NO | M | NO | PAINT,EPOXY, ORANGE ,20/LTR - SIGMA | L | ZCVL | Not ordered | NO | NO
CM04 | 10100472 | NO | M | NO | DOOR BORDER, 3MTR (L) x 100MM (W) | EA | ZCVL | Not ordered | NO | NO
CM04 | 10100473 | NO | M | NO | VENNER SHEET, 1.2M x 2.4M | SET | ZCVL | Not ordered | NO | NO
CM04 | 10100474 | NO | M | NO | PINEWOOD, 1" x 2" x 3 MTR | EA | ZCVL | Not ordered | NO | NO
CM02 | 10100480 | NO | M | NO | HOLLOW TUBE, CS,80 x 40 x 1.8mm THICK, | M | ZCVL | Not ordered | NO | NO
CM09 | 10100485 | NO | M | NO | PAINT,GALVACOAT/GALVOZIL (ZINC RICH POLY | L | ZCVL | Not ordered | NO | NO
CM02 | 10100488 | NO | M | NO | HOLLOW TUBE,MS, 80MM X40MM ,4 MM THICK | M | ZCVL | Not ordered | NO | NO
CM03 | 10100491 | NO | M | NO | DRY MIX CONCRETE,30 MPA | M3 | ZCVL | Not ordered | NO | NO
CM09 | 10100497 | NO | M | NO | JOTUN RESIST 78 COMPA+JOTUNZINC 100 | KIT | ZCVL | Not ordered | NO | NO
CM09 | 10100498 | NO | M | NO | JOTUN THINNER NO.25, 20 LT | DR | ZCVL | Not ordered | NO | NO
CM09 | 10100499 | NO | M | NO | JOTUN SOLVALITT BASE 2.5L -7038 | EA | ZCVL | Not ordered | NO | NO
CM09 | 10100501 | NO | M | NO | JOTUN THINNER NO7, 5L | EA | ZCVL | Not ordered | NO | NO
CM04 | 10100505 | NO | M | NO | WIRE NAIL 1/2" | PAC | ZCVL | Not ordered | NO | NO
CM10 | 10100506 | NO | M | NO | WIRE MESH, ROUND, 1/2"x 4MM THICK | RL | ZCVL | Not ordered | NO | NO
CM09 | 10100508 | NO | M | NO | RANDEROC FC GROUT, FOSROC | BAG | ZCVL | Not ordered | NO | NO
CM14 | 10100509 | NO | M | NO | SCAFFOLDING BOARD, 9" x 1-1/2" x 1 MTR | EA | ZCVL | Not ordered | NO | NO
CM14 | 10100510 | NO | M | NO | SCAFFOLDING BOARD, 9" x 1-1/2" x 1.5 MTR | EA | ZCVL | Not ordered | NO | NO
CM14 | 10100511 | NO | M | NO | SCAFFOLDING BOARD, 9" x 1-1/2" x 2 MTR | EA | ZCVL | Not ordered | NO | NO
CM14 | 10100512 | NO | M | NO | SCAFFOLDING BOARD, 9" x 1-1/2" x 3 MTR | EA | ZCVL | Not ordered | NO | NO
CM14 | 10100513 | NO | M | NO | SCAFFOLDING BOARD, 9" x 1-1/2" x 4 MTR | EA | ZCVL | Not ordered | NO | NO
CM05 | 10100522 | NO | M | NO | GROUT CONBEXTRA –GP, 25 KG/BAG | BAG | ZCVL | Not ordered | NO | NO
CM05 | 10100523 | NO | M | NO | FLOOR TILE,CERAMIC ,41.6 X 41.6 | EA | ZCVL | Not ordered | NO | NO
MM05 | 10100525 | NO | M | NO | SELF TAPPING SCREW, 10MMx20MM L, HDG | EA | ZCVL | Not ordered | NO | NO
CM01 | 10100526 | NO | M | NO | WATER STOPPER, HYDROPHILIC, CJ-1020-2K | LM | ZCVL | Not ordered | NO | NO
CM04 | 10100527 | NO | M | NO | EXHAUST FAN, STEEL BODY, 30 x 30CM, 220V | EA | ZCVL | Not ordered | NO | NO
CM10 | 10100529 | NO | M | NO | METAL SHOVEL, SQUARE POINT | EA | ZCVL | Not ordered | NO | NO
CM09 | 10100531 | NO | M | NO | PAINT,STRUCTURAL STEEL,BROWN,JOTUN | L | ZCVL | Not ordered | NO | NO
CM09 | 10100539 | NO | M | NO | PAINT, AMERCOAT 450 HS RAL No 2000 | L | ZCVL | Not ordered | NO | NO
CM09 | 10100540 | NO | M | NO | THINNER, AMERCOAT 65, | L | ZCVL | Not ordered | NO | NO
CM09 | 10100541 | NO | M | NO | HARDNER, AMERCOAT | EA | ZCVL | Not ordered | NO | NO
CM11 | 10100542 | NO | M | NO | SIKA BOND, 20LTR/CAN | CAN | ZCVL | Not ordered | NO | NO
CM09 | 10100543 | NO | M | NO | PAINT, FAWN COLOR, RAL 1001 | L | ZCVL | Not ordered | NO | NO
CM04 | 10100545 | NO | M | NO | EXPANSION BOLT, 16MM DIA,3" LENGTH,HDG | EA | ZCVL | Not ordered | NO | NO
CM11 | 10100546 | NO | M | NO | EMULSION PAINT, CLEAR | DR | ZCVL | Not ordered | NO | NO
CM11 | 10100547 | NO | M | NO | SAAF WALL PUTTY 50-8000 | DR | ZCVL | Not ordered | NO | NO
MM05 | 10200000 | X | M | MIFST0301 | NUT BOLT,W/DOUBLE WASHER,M14 X 80MM | EA | ZMEC | Not ordered | NO | NO
MM07 | 10200001 | X | M | MICAF1365 | ELBOW,CS,10",SCH.20,90DEG,LR,A234-WPB | EA | ZMEC | Not ordered | NO | NO
MM07 | 10200002 | X | M | MICAF1252 | WELDOLET,CS,8"X3",A105,BW,SCH.160 | EA | ZMEC | Not ordered | NO | NO
MM05 | 10200003 | X | M | MIFST0300 | BOLT,HDG,M20 X 2.5 X 88.9MM (1-3/8 ) | EA | ZMEC | Not ordered | NO | NO
MM05 | 10200004 | X | M | MIFST0297 | BOLT,HDG,M20 X 2.5 X 114.3 MM (4-1/2'") | EA | ZMEC | Not ordered | NO | NO
MM10 | 10200005 | X | M | CNCON0690 | OIL SEAL,CRANKSHAFT,FRONT SIDE | EA | ZMEC | Not ordered | NO | NO
MM05 | 10200006 | X | M | MIFST0293 | BOLT,HDG,M20 X 2.5 X 101.6MM,1-3/8" | EA | ZMEC | Not ordered | NO | NO
MM23 | 10200007 | X | M | MICAF1261 | SPACER/CONCRETE COVER,PVC,50mm THICK | EA | ZMEC | Not ordered | NO | NO
MM05 | 10200008 | X | M | MIFST0249 | BOLT,STUD,1/2"x90mm LG,A193 GR.B7,W/NUT | EA | ZMEC | Not ordered | NO | NO
MM05 | 10200009 | X | M | MIFST0119 | BOLT,ANCHOR,20MMX500MM LG,W/2 NUT&WASHER | EA | ZMEC | Not ordered | NO | NO
MM15 | 10200010 | X | M | MICAF1249 | NIPPLE,PIPE,SS,3/4"X100MM,40S,A312,TP304 | EA | ZMEC | Not ordered | NO | NO
MM05 | 10200011 | X | M | MIFST0259 | BOLT,HIGH STRENGTH,HDG,M24x2.5x50.80mm | SET | ZMEC | Not ordered | NO | NO
MM05 | 10200012 | X | M | MIFST0260 | BOLT,HIGH STRENGTH,HDG,M20x2.5x50.80mm | SET | ZMEC | Not ordered | NO | NO
MM05 | 10200013 | X | M | MIFST0261 | BOLT,HIGH STRENGTH,HDG,M16x2.5x50.80mm | SET | ZMEC | Not ordered | NO | NO
MM05 | 10200015 | X | M | MIFST0264 | BOLT,STUD,1-1/8"x105mm LG,A320-B8,W/NUT | EA | ZMEC | Not ordered | NO | NO
MM05 | 10200016 | X | M | MIFST0266 | BOLT,STUD,1/2"x85mm LG,A193 GR.B7,W/NUT | EA | ZMEC | Not ordered | NO | NO
MM05 | 10200017 | X | M | MIFST0299 | BOLT,HDG,M30 X 3.5 X 63.5MM (2-1/2") | EA | ZMEC | Not ordered | NO | NO
MM05 | 10200018 | X | M | MIFST0298 | BOLT,HDG,M25 X 3 X 107.15 MM (4-1/2") | EA | ZMEC | Not ordered | NO | NO
MM10 | 10200019 | X | M | MICAF1368 | GASKET,FLAT RING,10",CL150,3mmTHK | EA | ZMEC | Not ordered | NO | NO
MM30 | 10200020 | NO | M | CNMEW0010 | TIG TORCH CERAMIC CUP,#4,WELDCRAFT,USA | EA | ZMEC | Not ordered | 10200020 | NO
MM05 | 10200021 | X | M | MIFST0281 | BOLT,ANCHOR,U 25.4 - I - STD - 2 - L 800 | EA | ZMEC | Not ordered | NO | NO
MM05 | 10200022 | X | M | MIFST0276 | BOLT+NUT,HEX,CS,M16 X 50 MM LONG | EA | ZMEC | Not ordered | NO | NO
MM05 | 10200023 | X | M | MIFST0280 | BOLT,ANCHOR,U 22.2 - I - STD - 2 - L 780 | EA | ZMEC | Not ordered | NO | NO
MM05 | 10200024 | X | M | MIFST0278 | BOLT,ANCHOR,24MM X 500MM HDG,W/2NUT&WASR | EA | ZMEC | Not ordered | NO | NO
MM05 | 10200025 | X | M | MIFST0277 | ANCHOR BOLT,M30x650 LG,ASTM A36,TYPE 1 | EA | ZMEC | Not ordered | NO | NO
MM05 | 10200026 | X | M | MIFST0258 | BOLT,SS316,3/8" X 40MM | EA | ZMEC | Not ordered | NO | NO
MM05 | 10200027 | X | M | MIFST0310 | BOLT+NUT,3/4"X105L,A193-B7/A194-2H,B1.1 | EA | ZMEC | Not ordered | NO | NO
MM07 | 10200028 | NO | M | MIFST0233 | THREADED ROD,M24,ASTM A193-B7,BLACK/LGTH | M | ZMEC | Not ordered | 10200028 | NO
MM07 | 10200029 | X | M | MICAF1411 | BEND,PVC,LR,1-1/2",90 DEG,SCH 40 | EA | ZMEC | Not ordered | NO | NO
MM05 | 10200030 | X | M | MIFST0294 | BOLT,HDG,M22X2.5X63.5MM (2-1/2") 1-1/2 | EA | ZMEC | Not ordered | NO | NO
MM05 | 10200031 | X | M | MIFST0036 | BOLT,SS,3x30mm,WITH NUT | EA | ZMEC | Not ordered | NO | NO
MM07 | 10200033 | NO | M | MISCM0061 | CLAMP,UNISTRUT CHANNEL,GI,4" | PAA | ZMEC | Not ordered | 10200033 | NO
MM15 | 10200034 | X | M | MICAF0387 | PIPE,SMLS,1",CS,API 5L-B,SCH80,6M | M | ZMEC | Not ordered | NO | NO
MM28 | 10200035 | X | M | MICAF0399 | VALVE,BALL,1/2"HAND LEVER,DIN3357 FEMALE | EA | ZMEC | Not ordered | NO | NO
MM07 | 10200037 | X | M | MICAF0516 | ELBOW,1.5" BELL END,SCH.80 | EA | ZMEC | Not ordered | NO | NO
MM07 | 10200038 | X | M | MISCM0040 | PLATE,STEEL,1.2X2.4 MX16MM THK,ASTM A36 | EA | ZMEC | Not ordered | NO | NO
MM10 | 10200039 | X | M | MICON0148 | GASKET,SPIRAL WOUND,3x2",ORING:CS,CL300 | EA | ZMEC | Not ordered | NO | NO
MM11 | 10200041 | X | M | MICAF1453 | HOSE,BRAIDED,1"X36"LG,W/MALE&FEM. CONNE. | M | ZMEC | Not ordered | NO | NO
MM10 | 10200042 | X | M | MICON0088 | GASKET,3",FLATRING,B16.2,B16.5,CL150,1.5 | EA | ZMEC | Not ordered | NO | NO
MM07 | 10200044 | NO | M | MICAF0196 | ELBOW,6",90DEG,A234-WPB,SCH40,BW | EA | ZMEC | Not ordered | NO | NO
MM07 | 10200045 | X | M | MICAF0346 | FLANGE,1'',SW,A105,XS,CLASS 150,RF | EA | ZMEC | Not ordered | NO | NO
MM07 | 10200046 | X | M | MICAF0727 | FLANGE,2",150#,RF,SS316,SW,SCH.40 | EA | ZMEC | Not ordered | NO | NO
MM07 | 10200047 | NO | M | MICON0194 | HOSE CLAMP,HIGH TORQUE,SS301,3/4" | EA | ZMEC | Not ordered | 10200047 | NO
MM07 | 10200048 | X | M | MICAF0631 | RED TEE,CS,SW,1-1/2x3/4",CL3000,B16.11 | EA | ZMEC | Not ordered | NO | NO
MM15 | 10200049 | X | M | MICAF0451 | PIPE,14",BE,SCH10S,SS,ASTM A358-304L,EFW | M | ZMEC | Not ordered | NO | NO
MM25 | 10200051 | X | M | ANANZ0133 | TROWEL,MASON SPOON,20cm,JAPAN | EA | ZMEC | Not ordered | NO | NO
MM07 | 10200054 | X | M | EIACC0383 | PLATE,MS,1.2m x 2.4m x 16mm THK,ASTM A36 | EA | ZMEC | Not ordered | NO | NO
MM07 | 10200055 | X | M | EIACC0391 | PLATE,25mmTHK,1.20mx2.40m,DIN STD | EA | ZMEC | Not ordered | NO | NO
MM14 | 10200057 | X | M | CNCON0297 | SAND PAPER,NO.220 | EA | ZMEC | Not ordered | NO | NO
MM07 | 10200059 | X | M | CNCON0147 | WINDOW CLAMP,GI,40x40mm,FOR UNISTRUT | EA | ZMEC | Not ordered | NO | NO
MM24 | 10200061 | NO | M | CNMSL0049 | TAP,5mm2,3PCS/PKT | PC | ZMEC | Not ordered | NO | NO
MM05 | 10200063 | NO | M | EIACC0520 | LOCKNUT,RGS,OZ-GEDNEY,3/4" | EA | ZMEC | Not ordered | 10200063 | NO
MM28 | 10200064 | X | M | EIACC0448 | VALVE SEAL,DOOSAN,65-04902-0013 | EA | ZMEC | Not ordered | NO | NO
MM05 | 10200065 | NO | M | EIACC0419 | BOLT,SS,6 x 25 mm,WITH NUT | EA | ZMEC | Not ordered | 10200065 | NO
MM14 | 10200066 | NO | M | CNCON0145 | PURGING PAPER,50Mtr/Roll | RL | ZMEC | Not ordered | 10200066 | NO
MM07 | 10200069 | NO | M | EIACC0029 | THREADING ROD,10mm x 3 m | EA | ZMEC | Not ordered | 10200069 | NO
MM05 | 10200070 | X | M | EIACC0321 | EXPANSION BOLT,12X115,HILTI,HSR-R,SS | EA | ZMEC | Not ordered | NO | NO
MM05 | 10200073 | X | M | MIFST0296 | BOLT,HDG,M20X2.5X82.55 MM (3-1/4") 1-3/8 | EA | ZMEC | Not ordered | NO | NO
MM15 | 10200075 | X | M | MICAF0448 | PIPE,8",BE,SCH.20 CS,A106-B,SMLS,B36.10M | EA | ZMEC | Not ordered | NO | NO
MM07 | 10200076 | X | M | MISCM0126 | ANGLE BAR,STEEL,50 X 50 X 5MM,6MTR,HDG | M | ZMEC | Not ordered | NO | NO
MM05 | 10200077 | X | M | EIACC0468 | BOLT,ANCHOR,M8 X 30MM | EA | ZMEC | Not ordered | NO | NO
MM07 | 10200078 | X | M | MICAF0441 | REDUCER,ECC,CS,6x4",BW,SCH.40 x SCH | EA | ZMEC | Not ordered | NO | NO
MM07 | 10200079 | X | M | MICAF0440 | REDUCER,CON,SS,14x10",BW,10S,A304-WP304L | EA | ZMEC | Not ordered | NO | NO
MM07 | 10200080 | X | M | MICAF0459 | ELBOW,SMLS,CS,6",45DEG,BW,SCH40,A234-WPB | EA | ZMEC | Not ordered | NO | NO
MM10 | 10200081 | X | M | MICAF1332 | GASKET,1-1/2",150#,FLATRING,1.5MM,NONASB | EA | ZMEC | Not ordered | NO | NO
MM07 | 10200082 | X | M | MISCM0067 | ANGLE,UNIVERSAL,(UA) 150 X 150 X 10 | M | ZMEC | Not ordered | NO | NO
MM07 | 10200084 | X | M | MISCM0071 | PLATE,MS,8'x4'x18mm | EA | ZMEC | Not ordered | NO | NO
MM07 | 10200085 | X | M | MISCM0072 | PLATE,STEEL,3.5mm,(1.22x2.42) | EA | ZMEC | Not ordered | NO | NO
MM15 | 10200086 | X | M | MISCM0073 | RAILING PIPE,CS,ERW,SCH 20,OD 1.1/2 | M | ZMEC | Not ordered | NO | NO
MM07 | 10200088 | X | M | MISCM0078 | PLATE,CHECKERED,4 X 8 X 4 MM THK | EA | ZMEC | Not ordered | NO | NO
MM26 | 10200089 | X | M | MISCM0079 | TUBE,SQUARE,STEEL,50 X 50 X 5 MM | EA | ZMEC | Not ordered | NO | NO
MM07 | 10200090 | X | M | MISCM0089 | CHANNEL,C125X65X15.0 KG,A36 / BS-EN10025 | EA | ZMEC | Not ordered | NO | NO
MM07 | 10200091 | X | M | MISCM0091 | CHANNEL,A36 OR BSEN10025,C180x18.8x2-1/4 | M | ZMEC | Not ordered | NO | NO
MM07 | 10200092 | X | M | MISCM0092 | ANGLE BAR,A36 OR BS-EN10025,L70x70x6 | KG | ZMEC | Not ordered | NO | NO
MM07 | 10200093 | X | M | MISCM0095 | CHANNEL,GALV. UNISTRUT,SOLID,41X41X3 M | EA | ZMEC | Not ordered | NO | NO
MM07 | 10200094 | X | M | MISCM0109 | C-CHANNEL,UPN140,STEEL,EN10025 GR S275JO | EA | ZMEC | Not ordered | NO | NO
MM07 | 10200095 | X | M | MISCM0118 | COLUMN,UC356X368X177,BSI BS4-1,368.2MMDP | EA | ZMEC | Not ordered | NO | NO
MM07 | 10200096 | X | M | MISCM0119 | COLUMN,UC305X305X118,BSI BS4-1,314.5MMDP | EA | ZMEC | Not ordered | NO | NO
MM07 | 10200097 | X | M | MISCM0120 | COLUMN,UC305X305X97,BSI BS4-1,307.9MM DP | EA | ZMEC | Not ordered | NO | NO
MM07 | 10200098 | X | M | MISCM0121 | COLUMN,UC254X254X73,BSI BS4-1,254.1MM DP | EA | ZMEC | Not ordered | NO | NO
MM07 | 10200099 | X | M | MISCM0122 | COLUMN,UC203X203X46,BSI BS4-1,203.2MM DP | EA | ZMEC | Not ordered | NO | NO
MM07 | 10200101 | X | M | MICAF0477 | FLANGE,10", WN,RF,CL150 SCH20,CS,A105 | EA | ZMEC | Not ordered | NO | NO
MM29 | 10200102 | X | M | CNCON0686 | TYRE,NEXEN/RADIAL,SV-820,185R14C | EA | ZMEC | Not ordered | NO | NO
MM07 | 10200103 | X | M | MICAF0461 | EQUAL TEE,CS,2",BW,SCH80,ASMEB16.9,SMLS | EA | ZMEC | Not ordered | NO | NO
MM07 | 10200104 | NO | M | MICAF0462 | REDUCING TEE,CS,1"x3/4",NPT,CL2000,GALV | EA | ZMEC | Not ordered | NO | NO
MM28 | 10200105 | X | M | MICAF0463 | VALVE,GATE,1",NPT,CL150,CAST BRONZE | EA | ZMEC | Not ordered | NO | NO
MM05 | 10200106 | X | M | MIFST0074 | WASHER,FLAT,SS,M12 | EA | ZMEC | Not ordered | NO | NO
MM05 | 10200107 | X | M | MIFST0196 | BOLT,STUD,3/4"x100mm LG,A193 GR.B7,W/NUT | SET | ZMEC | Not ordered | NO | NO
MM05 | 10200108 | X | M | MIFST0292 | BOLT,HDG,M20X2.5X69.85 (2-3/4") 1-3/8 | EA | ZMEC | Not ordered | NO | NO
MM32 | 10200109 | X | M | CNCON0725 | BELT,DRIVE,SA23.3,FOR WASHING MACHINE | M | ZMEC | Not ordered | NO | NO
MM10 | 10200110 | X | M | MICAF1325 | GASKET,FLAT RING,1/2",CL150,1.5mmTHK | EA | ZMEC | Not ordered | NO | NO
MM20 | 10200111 | X | M | SCSAF0268 | COVERALL,FIRE RETARDANT,2 XL | EA | ZMEC | Not ordered | NO | NO
MM28 | 10200112 | X | M | MICAF0464 | VALVE,BUTTERFLY,4",CL150,RF,SINGLEFLANGE | EA | ZMEC | Not ordered | NO | NO
MM07 | 10200113 | X | M | MICAF0465 | SPECTACLE BLIND,CS,6",RF,CL150,A516-GR70 | EA | ZMEC | Not ordered | NO | NO
MM07 | 10200114 | X | M | MICAF0466 | WELDOLET,SS,10x3/4",SCH40S,A182-304L | EA | ZMEC | Not ordered | NO | NO
MM29 | 10200116 | NO | M | CNCON0595 | TYRE,TUBELESS,YOKOHAMA,295/8022.5,RADIAL | EA | ZMEC | Not ordered | 10200116 | 10200116
MM05 | 10200117 | X | M | MIFST0048 | STUD BOLT+NUT,193 B7,A194,3/4'' X 95MM | EA | ZMEC | Not ordered | NO | NO
MM07 | 10200118 | X | M | MICAF0446 | WELDOLET,CS,8x4",SCH.40,A105,MSS-SP-97 | EA | ZMEC | Not ordered | NO | NO
MM28 | 10200120 | X | M | GDELM0468 | FLOAT&STEM ASSY,X032-5226-215 | EA | ZMEC | Not ordered | NO | NO
MM28 | 10200121 | X | M | GDINU0051 | VALVE,SOLENOID,3WAY,EV8327G042/24V,ASCO | EA | ZMEC | Not ordered | NO | NO
MM15 | 10200122 | NO | M | MICAF0169 | PIPE,GALVANIZED IRON,3"x3m | EA | ZMEC | Not ordered | 10200122 | NO
MM07 | 10200123 | X | M | MICAF0172 | FLANGE,14",WNRF,CL150,10S,SS,A182 F304L | EA | ZMEC | Not ordered | NO | NO
MM06 | 10200124 | NO | M | MICAF0238 | FILTER REPLACEMENT KIT,8800-055304 | KIT | ZMEC | Not ordered | 10200124 | NO
MM07 | 10200125 | X | M | MICAF0468 | WELDOLET,SS,14"x3/4",SCH40S,A182-304L | EA | ZMEC | Not ordered | NO | NO
MM07 | 10200126 | X | M | MICAF0471 | THREDOLET,CS,8x3/4",CL3000,ASTM A105 | EA | ZMEC | Not ordered | NO | NO
MM07 | 10200127 | X | M | MICAF0472 | ELBOLET,CS,6x1.1/2",CL3000,A105,THREADED | EA | ZMEC | Not ordered | NO | NO
MM07 | 10200128 | X | M | MICAF0473 | FLANGE,1/2",THRD,RF,CL150,SCH80,CS,A105 | EA | ZMEC | Not ordered | NO | NO
MM07 | 10200129 | X | M | MICAF0474 | FLANGE,1",THRDED,RF,CL150,SCH80,CS,A105 | EA | ZMEC | Not ordered | NO | NO
MM07 | 10200131 | X | M | MICAF1351 | FLANGE,CS,1",300#,A105,SCH80,SW,SRRF | EA | ZMEC | Not ordered | NO | NO
MM07 | 10200132 | X | M | MICAF1357 | REDUCER,CS,1-1/2x1",CL300,SW,ASTM A105 | EA | ZMEC | Not ordered | NO | NO
MM05 | 10200133 | X | M | MIFST0023 | BOLT,ANCHOR,12MM DIA X 100MM LG,GALV. | EA | ZMEC | Not ordered | NO | NO
MM07 | 10200135 | NO | M | MIFST0232 | THREADED ROD,M30,ASTM A193-B7,BLACK/LGTH | M | ZMEC | Not ordered | 10200135 | NO
MM05 | 10200136 | NO | M | MIFST0244 | WASHER,ROUND,M20,ASTM A193-B7,BLACK | EA | ZMEC | Not ordered | 10200136 | NO
MM05 | 10200137 | NO | M | MIFST0245 | WASHER,ROUND,M18,ASTM A193-B7,BLACK | EA | ZMEC | Not ordered | 10200137 | NO
MM15 | 10200138 | X | M | MICAF0139 | PIPE,PVC,4",6 METERS / LENGTH | EA | ZMEC | Not ordered | NO | NO
MM07 | 10200139 | X | M | MICAF0115 | UNION,COPPER,1/4" | EA | ZMEC | Not ordered | NO | NO
MM30 | 10200140 | X | M | MICON0139 | WELDING ROD,LINCOLN ELECTRIC,7018-1,SMAW | EA | ZMEC | Not ordered | NO | NO
MM05 | 10200141 | NO | M | MIPNA0085 | NUT,CADMIUM COATED,M8x5 | EA | ZMEC | Not ordered | 10200141 | NO
MM05 | 10200142 | X | M | EIACC0473 | BOLT,ANCHOR,SIZE 75MM DIA X 10MM LONG | EA | ZMEC | Not ordered | NO | NO
MM07 | 10200143 | X | M | MICAF0438 | REDUCER,CON,8"X6"BW,SCH.20X40,CS,A234WPB | EA | ZMEC | Not ordered | NO | NO
MM05 | 10200144 | X | M | MIFST0049 | STUD BOLT+NUT,193 B7,A194,3/4'' X 115MM | EA | ZMEC | Not ordered | NO | NO
MM30 | 10200145 | NO | M | CNSDL0004 | SOLDERING LEAD,TIN DIA 0.8,NET 250g | RL | ZMEC | Not ordered | 10200145 | NO
MM28 | 10200146 | X | M | MICAF0181 | VALVE,GATE,1",API 602,COMPACT 800,A105 | EA | ZMEC | Not ordered | NO | NO
MM07 | 10200147 | X | M | OSOFC0878 | TEE,CPVC,2" | EA | ZMEC | Not ordered | NO | NO
MM07 | 10200148 | X | M | EIACC0456 | FLANGE,3/4",SW,A105,CL150,CS | EA | ZMEC | Not ordered | NO | NO
MM28 | 10200149 | X | M | EIACC0088 | VALVE,CHARGING,1/4"TO CHARGE FREON TOA/C | EA | ZMEC | Not ordered | NO | NO
MM22 | 10200150 | X | M | EIACC0095 | SHIM,STEEL,0.03x6"x100" | RL | ZMEC | Not ordered | NO | NO
MM07 | 10200151 | X | M | EIACC0113 | CHANNEL,UNISTRUT,41X82X2.5 THICK X 3 M | EA | ZMEC | Not ordered | NO | NO
MM05 | 10200152 | X | M | EIACC0124 | BOLT&NUT+WASHER,8mmDIAx50mmLG | SET | ZMEC | Not ordered | NO | NO
MM05 | 10200153 | X | M | EIACC0165 | BOLT,G.I.,6X20MM,W/NUT&WASHER,HDG | EA | ZMEC | Not ordered | NO | NO
MM05 | 10200154 | NO | M | EIACC0168 | BOLT,GALVANIZED IRON,6x25mm | SET | ZMEC | Not ordered | 10200154 | NO
MM07 | 10200155 | X | M | EIACC0215 | TIE ROD - SIZE: 3.0 METERS | EA | ZMEC | Not ordered | NO | NO
MM07 | 10200156 | NO | M | EIACC0256 | END BUSHING,GALVANIZED IRON,2.1/2" | EA | ZMEC | Not ordered | 10200156 | NO
MM05 | 10200157 | X | M | EIACC0303 | BOLT,ANCHOR,M16X350MM,W/WASHER & 2 NUTS | EA | ZMEC | Not ordered | NO | NO
MM05 | 10200158 | X | M | EIACC0311 | BOLT,ANCHOR,M8 | EA | ZMEC | Not ordered | NO | NO
MM32 | 10200159 | X | M | EIACC0407 | BELT,MAIN FAN,NISSAN URVAN,MODEL:2002 | M | ZMEC | Not ordered | NO | NO
MM07 | 10200160 | X | M | MICAF0444 | SWAGE,SMLS,CS,1.1/2x1",TBE,SCH.80,A234 | EA | ZMEC | Not ordered | NO | NO
MM07 | 10200161 | X | M | MICAF0445 | SWAGE,SMLS,CS,2x1",PBE,SCH.80,A234,SMLS | EA | ZMEC | Not ordered | NO | NO
MM15 | 10200162 | X | M | MICAF0449 | PIPE,10",BE,SCH.20,CS,A106B,SMLS,B36.10M | EA | ZMEC | Not ordered | NO | NO
MM15 | 10200163 | X | M | MICAF0450 | PIPE,10",BE,SCH.10S,SS,A358-304L,CL1,EFW | EA | ZMEC | Not ordered | NO | NO
MM07 | 10200164 | X | M | MICAF0452 | NIPPLE,1-1/2"X100,TBE,SCH80,CS,SMLS,GALV | EA | ZMEC | Not ordered | NO | NO
MM07 | 10200165 | X | M | MICAF0453 | ELBOW,SMLS,CS,1",90DEG,NPT,CL2000,A105 | EA | ZMEC | Not ordered | NO | NO
MM07 | 10200166 | X | M | MICAF0454 | ELBOW,SMLS,CS,1-1/2",90DEG,NPT,CL2000 | EA | ZMEC | Not ordered | NO | NO
MM07 | 10200167 | X | M | MICAF0455 | ELBOW,SS,10",90DEG,BW,10S,A403-WP304L | EA | ZMEC | Not ordered | NO | NO
MM07 | 10200168 | X | M | MICAF0456 | ELBOW,SS,14",90DEG,BW,10S,A403-WP304L | EA | ZMEC | Not ordered | NO | NO
MM07 | 10200169 | X | M | MICAF0458 | ELBOW,SMLS,1",45DEG,NPT,CL2000,GALV | EA | ZMEC | Not ordered | NO | NO
MM05 | 10200170 | X | M | MICAF1101 | SCREW,CAP,5/8x1-3/4" LG,A193-B7,HEX HEAD | EA | ZMEC | Not ordered | NO | NO
MM07 | 10200171 | X | M | MICAF1188 | LOCK NUT,CONDUIT,3",RIGID,UL-514 | EA | ZMEC | Not ordered | NO | NO
MM07 | 10200172 | NO | M | MICAF1193 | C-CLAMP,DOUBLE COMPRESSION,Cu,35-70mm2 | EA | ZMEC | Not ordered | 10200172 | NO
MM07 | 10200173 | NO | M | MICAF1195 | C-CLAMP,DOUBLE COMPRESSION,Cu,150-150mm2 | EA | ZMEC | Not ordered | 10200173 | NO
MM28 | 10200174 | X | M | MICAF1232 | VALVE,GATE,1",800#,SW,13CR,TRIM A105 | EA | ZMEC | Not ordered | NO | NO
MM05 | 10200175 | X | M | MIFST0034 | BOLT+NUT,SS,6MM X 40MM | EA | ZMEC | Not ordered | NO | NO
MM05 | 10200176 | X | M | MIFST0284 | BOLT,ANCHOR,U 15.9 -I -STD -2 -L 745 | EA | ZMEC | Not ordered | NO | NO
MM05 | 10200177 | NO | M | MIPNA0082 | WASHER,FLAT&LOCK,M8,CADMIUM COATED | EA | ZMEC | Not ordered | 10200177 | NO
MM05 | 10200178 | X | M | MIPNA0148 | WASHER,FLAT,M6x15mm OD,GALVANIZED | EA | ZMEC | Not ordered | NO | NO
MM05 | 10200179 | NO | M | MIPNA0154 | NUT,M5,GALVANIZED | EA | ZMEC | Not ordered | 10200179 | NO
MM07 | 10200180 | NO | M | MISCM0060 | C-CHANNEL, 65 x 65 x 6MM THK, ASTM A36 | M | ZMEC | Not ordered | NO | NO
MM07 | 10200181 | X | M | EIACC0255 | END BUSHING,GALVANIZED IRON,3/4" | EA | ZMEC | Not ordered | NO | NO
MM14 | 10200182 | X | M | CNCON0163 | SAND PAPER,GRADE-40 | EA | ZMEC | Not ordered | NO | NO
MM07 | 10200183 | X | M | MIACC0008 | HOSE CLAMP,SS,1-1/2" | EA | ZMEC | Not ordered | NO | NO
MM11 | 10200184 | NO | M | MIACC0029 | HOSE,FLEXIBLE,25 MM,PVC | M | ZMEC | Not ordered | NO | NO
MM07 | 10200185 | X | M | MISCM0217 | ANGLE,CS,ASTM A36,75x75x5mm,12m LONG | M | ZMEC | Not ordered | NO | NO
MM20 | 10200186 | X | M | SCSAF0212 | GLOVE,COTTON,HEAVY DUTY,CHINA | PAA | ZMEC | Not ordered | NO | NO
MM08 | 10200187 | X | M | SCSAF0250 | FLAG,RED,FOR FLAG MAN | EA | ZMEC | Not ordered | NO | NO
MM08 | 10200188 | X | M | SCSAF0251 | FLAG,GREEN,FOR FLAG MAN | EA | ZMEC | Not ordered | NO | NO
MM20 | 10200189 | X | M | SCSAF0262 | SAFETY SHOWER / EYE WASH UNIT | EA | ZMEC | Not ordered | NO | NO
MM20 | 10200190 | X | M | SCSAF0264 | FIRE RETARDANT COVERALL,SMALL | EA | ZMEC | Not ordered | NO | NO
MM15 | 10200191 | NO | M | MICAF0004 | HOSE PIPE,2''X2M LG,SS,METALIC,FLGD,150# | M | ZMEC | Not ordered | NO | NO
MM15 | 10200192 | X | M | MICAF0077 | PIPE NIPPLE,2",XS,GALVSTL,A53 TYPE F,TBE | EA | ZMEC | Not ordered | NO | NO
MM07 | 10200193 | X | M | MICAF0113 | END CAP,3/4",CS,CL#3000,SCREWED,A105 | EA | ZMEC | Not ordered | NO | NO
MM28 | 10200194 | X | M | MICAF0256 | VALVE,CHECK,1",A105,PISTON SW,CL800 | EA | ZMEC | Not ordered | NO | NO
MM05 | 10200195 | X | M | MIFST0007 | WASHER,FLAT,SS316,M8 | EA | ZMEC | Not ordered | NO | NO
MM05 | 10200196 | X | M | MIFST0295 | BOLT,HDG,M22 X 2.5 X 76.2MM (3") 1-1/2 | EA | ZMEC | Not ordered | NO | NO
MM07 | 10200197 | X | M | MICAF1321 | FLANGE BLIND,8",CL150,A105,RF,CS | EA | ZMEC | Not ordered | NO | NO
MM05 | 10200198 | X | M | MIFST0282 | BOLT,ANCHOR,U 28.6 - I - STD - 2 - L 825 | EA | ZMEC | Not ordered | NO | NO
MM05 | 10200199 | X | M | MIFST0283 | BOLT,EXPANSION,16MM DIA,127MM LONG | EA | ZMEC | Not ordered | NO | NO
MM05 | 10200200 | X | M | MIFST0291 | BOLT,HDG,M20X2.5X63.5MM (2-1/2") 1-3/8 | EA | ZMEC | Not ordered | NO | NO
MM26 | 10200201 | NO | M | MIINS0025 | TUBE,1/2"X0.065" THICK,SS | EA | ZMEC | Not ordered | NO | NO
MM05 | 10200202 | X | M | MIFST0279 | BOLT,ANCHOR,U 19.1 - I - STD - 2 - L 755 | EA | ZMEC | Not ordered | NO | NO
MM07 | 10200203 | X | M | MIFST0308 | CHANNEL,SINGLE,100X100X8MM,HOT DIP GALV. | EA | ZMEC | Not ordered | NO | NO
MM05 | 10200204 | X | M | MIFST0142 | STUD BOLT,5/8",A193 B7,W/2NUT,A194,155MM | EA | ZMEC | Not ordered | NO | NO
MM20 | 10200205 | NO | M | SCSAF0272 | EMERGENCY EYE WASH SET | EA | ZMEC | Not ordered | 10200205 | NO
MM20 | 10200206 | X | M | SCSAF0267 | FIRE RETARDANT COVERALL,XL | EA | ZMEC | Not ordered | NO | NO
MM20 | 10200207 | X | M | SCSAF0266 | FIRE RETARDANT COVERALL,LARGE | EA | ZMEC | Not ordered | NO | NO
MM20 | 10200209 | X | M | SESAF0006 | PLASTIC TAG,YELLOW,FOR FIRE EXTINGUISHER | EA | ZMEC | Not ordered | NO | NO
MM07 | 10200210 | X | M | MICAF0469 | THREDOLET,CS,4x3/4",CL3000,ASTM A105 | EA | ZMEC | Not ordered | NO | NO
MM07 | 10200211 | X | M | MICAF0470 | THREDOLET,CS,6x3/4",CL3000,ASTM A105 | EA | ZMEC | Not ordered | NO | NO
MM15 | 10200212 | X | M | MICAF0423 | PIPE,SCH 40,SS304L,1/2"DIA,SS | EA | ZMEC | Not ordered | NO | NO
MM07 | 10200213 | X | M | MICAF0436 | REDUCER,CPVC,4x2",SCH80 | EA | ZMEC | Not ordered | NO | NO
MM07 | 10200214 | X | M | MICAF0478 | FLANGE,14",WN,RF,CL150,SCH10S,SS,A182 | EA | ZMEC | Not ordered | NO | NO
MM07 | 10200215 | NO | M | MICAF0505 | NIPPLE,SWAGE,2"X1-1/2",A234,SMLS,S80,NPT | EA | ZMEC | Not ordered | NO | NO
MM07 | 10200217 | X | M | MICAF0475 | FLANGE,1-1/2",THRD,RF,CL150,SCH80,CS,A10 | EA | ZMEC | Not ordered | NO | NO
MM07 | 10200219 | X | M | MICAF0480 | COUPLING,FIRE HOSE,3",THREADED CS,# 3000 | EA | ZMEC | Not ordered | NO | NO
MM07 | 10200220 | X | M | MICAF0481 | STRAINER,Y,CL600,SW,SS304,0.033 PERFO,1" | EA | ZMEC | Not ordered | NO | NO
MM28 | 10200221 | X | M | MICAF0482 | VALVE,BALL,CPVC,3",NPT | EA | ZMEC | Not ordered | NO | NO
MM07 | 10200222 | X | M | MICAF0484 | NIPPLE,SWAGE,1-1/2"X1",SCH 40,CS | EA | ZMEC | Not ordered | NO | NO
MM07 | 10200223 | X | M | MICAF0485 | TEE,REDUCING,CS,2"X1-1/2",THRD,#3000 | EA | ZMEC | Not ordered | NO | NO
MM07 | 10200225 | X | M | MICAF0497 | FLG,1-1/2",SW,A105,CL300,B16.5,RF,SCH80 | EA | ZMEC | Not ordered | NO | NO
MM07 | 10200226 | NO | M | MICAF0500 | REDUCER,CON,6"X4",A234-WPB,SMLS,B16.9,BW | EA | ZMEC | Not ordered | NO | NO
MM15 | 10200227 | X | M | MICAF0490 | PIPE,3/4",A106-B,SMLS,B36.10M,PE,SCH80 | M | ZMEC | Not ordered | NO | NO
MM07 | 10200228 | X | M | MICAF0491 | COUPLING,1",A105,CL3000,ASME B16.11,SW | EA | ZMEC | Not ordered | NO | NO
MM07 | 10200232 | X | M | MICAF0498 | REDUCER,CON,4"X2",A234-WPB,SMLS,B16.9,BW | EA | ZMEC | Not ordered | NO | NO
MM07 | 10200233 | X | M | MICAF0499 | REDUCER,ECC,4"X3",A234-WPB,SMLS,B16.9,BW | EA | ZMEC | Not ordered | NO | NO
MM07 | 10200234 | X | M | MICAF0512 | ELBOW,4",PVC,45DEG,SCH-80 | EA | ZMEC | Not ordered | NO | NO
MM07 | 10200235 | X | M | MICAF0515 | ELBOW,2",BELL END,SCH-80 | EA | ZMEC | Not ordered | NO | NO
MM07 | 10200240 | X | M | MICAF0460 | EQUAL TEE,CS,1",NPT,CL2000,ASTM A105 | EA | ZMEC | Not ordered | NO | NO
MM15 | 10200242 | X | M | MICAF0509 | PIPE,8",PVC,SCH.80,6M LG | EA | ZMEC | Not ordered | NO | NO
MM07 | 10200243 | X | M | MICAF0476 | FLANGE,10",WN,RF,CL150,SCH 10S,SS,A182 | EA | ZMEC | Not ordered | NO | NO
MM07 | 10200244 | X | M | MICAF0597 | CAP,CS,3/4",CL3000,ASME B16.11,A105,NPT | EA | ZMEC | Not ordered | NO | NO
MM05 | 10200246 | X | M | MIFST0267 | ANCHOR BOLT,5/8"x310mm LG,SOCKET HEAD | EA | ZMEC | Not ordered | NO | NO
MM05 | 10200247 | NO | M | MIFST0243 | WASHER,ROUND,M24,ASTM A193-B7,BLACK | EA | ZMEC | Not ordered | 10200247 | NO
MM05 | 10200248 | X | M | MIFST0246 | WASHER,ROUND,M16,ASTM A193-B7,BLACK | EA | ZMEC | Not ordered | NO | NO
MM07 | 10200249 | X | M | MICAF0507 | WELDOLET,4"X3",A105,MSS SP-97,BW,SCH40 | EA | ZMEC | Not ordered | NO | NO
MM07 | 10200250 | X | M | MICAF0506 | TEE,STRT,6",A234-WPB,SMLS,B16.9,BW,SCH40 | EA | ZMEC | Not ordered | NO | NO
MM05 | 10200251 | X | M | MIFST0274 | BOLT,ANCHOR,U 12.7 - I - STD - 1 - L 290 | EA | ZMEC | Not ordered | NO | NO
MM05 | 10200252 | X | M | MIFST0273 | BOLT,STUD,ALLOY STEEL,7/8"x115mm,A193-B8 | SET | ZMEC | Not ordered | NO | NO
MM05 | 10200253 | X | M | MIFST0271 | BOLT,STUD,ALLOY STEEL,7/8"x115mm,A193-B7 | SET | ZMEC | Not ordered | NO | NO
MM05 | 10200254 | X | M | MIFST0272 | BOLT,STUD,ALLOY STEEL,1"x135mm,A193-B7 | SET | ZMEC | Not ordered | NO | NO
MM05 | 10200255 | X | M | MIFST0270 | BOLT,STUD,ALLOY STEEL,3/4"x180mm,A193-B7 | SET | ZMEC | Not ordered | NO | NO
MM07 | 10200256 | X | M | MIINS0677 | UNION,STRAIGHT,12MM OD,SS316,PARKER | EA | ZMEC | Not ordered | NO | NO
MM07 | 10200257 | X | M | MISCM0009 | FLAT BAR,MS,75MMX4MMX24M | EA | ZMEC | Not ordered | NO | NO
MM07 | 10200258 | X | M | MISCM0063 | UNIVERSAL COLUMN(UC),305x305x118 | M | ZMEC | Not ordered | NO | NO
MM07 | 10200259 | X | M | MISCM0035 | ANGLE BAR,100X100X12X6M LG.ASTM A36 | M | ZMEC | Not ordered | NO | NO
MM28 | 10200260 | X | M | GDINU0050 | VALVE,SOLENOID,2WAY,8210G087,24 VDC,ASCO | EA | ZMEC | Not ordered | NO | NO
MM07 | 10200261 | X | M | MISCM0086 | PLATE,MS,4' X 8 ' X 8 MM THICK | EA | ZMEC | Not ordered | NO | NO
MM26 | 10200262 | X | M | MISCM0058 | SQUARE TUBE,100x50x2mmx6m | EA | ZMEC | Not ordered | NO | NO
MM07 | 10200264 | X | M | MICAF0293 | OLTE,18"x6",A105,SCH STDx40,BW,MSS-SP-97 | M | ZMEC | Not ordered | NO | NO
MM05 | 10200265 | X | M | EICON3518 | SPRING,ROLL,3C X 150MM2,3 PCS/P SET | PC | ZMEC | Not ordered | NO | NO
MM07 | 10200266 | X | M | MIACC0004 | HOSE CLAMP,SS,2" | EA | ZMEC | Not ordered | NO | NO
MM10 | 10200267 | X | M | MICAF1402 | GASKET,FLAT RING,2",CL150,1.5mmTHK | EA | ZMEC | Not ordered | NO | NO
MM05 | 10200268 | X | M | MIFST1317 | BOLT+NUT,SS,14MMX350 MM LONG,HALF THRD | EA | ZMEC | Not ordered | NO | NO
MM07 | 10200269 | X | M | MICAF1369 | ELBOW,8",90DEG,SCH20,LR,A234-WPB | EA | ZMEC | Not ordered | NO | NO
MM26 | 10200271 | NO | M | MICAF0095 | TUBE,SS316,1/4"ODx0.049",6mLG | M | ZMEC | Not ordered | 10200271 | NO
MM07 | 10200272 | NO | M | MICAF0117 | FLANGE,JACKETED,6",SO,RF,A182-F304,CL150 | EA | ZMEC | Not ordered | 10200272 | NO
MM15 | 10200273 | X | M | MICAF0286 | PIPE,6",A358-304/304L,DUAL GRADE | M | ZMEC | Not ordered | NO | NO
MM28 | 10200274 | X | M | MICAF0152 | VALVE,GATE,6",CL150,B16.5,RF,CS,A105 | EA | ZMEC | Not ordered | NO | NO
MM07 | 10200275 | X | M | MICAF0289 | NIPPLE,CONDUIT,3"DIA X 75MM LONG GI | EA | ZMEC | Not ordered | NO | NO
MM07 | 10200276 | X | M | MICAF0265 | HOSE,RUBBER,3/4",5M,W/FLANGED,300#,RF | M | ZMEC | Not ordered | NO | NO
MM07 | 10200277 | X | M | MICAF0341 | ELBOW,1",45DEG,CL3000,A105,SW,ASMEB16.11 | EA | ZMEC | Not ordered | NO | NO
MM07 | 10200278 | X | M | MICAF0343 | BLIND FLANGE,1",A105,CL300,RF,CS,B16.5 | EA | ZMEC | Not ordered | NO | NO
MM07 | 10200279 | X | M | MICAF0295 | ELBOW,24",90DEG,LR,ASTM A234 GR.WPB,BW | EA | ZMEC | Not ordered | NO | NO
MM15 | 10200280 | X | M | MICAF0296 | PIPE,SEAMLESS,24",A106-B,SCH.20 | M | ZMEC | Not ordered | NO | NO
MM07 | 10200283 | X | M | MICAF1262 | FLANGE,CS,1",A105,CL150,RF,SLIP ON | EA | ZMEC | Not ordered | NO | NO
MM07 | 10200284 | X | M | MICAF1245 | CAP,CS,3/4",CL3000,A105,SCREWED NPTF | EA | ZMEC | Not ordered | NO | NO
MM05 | 10200285 | NO | M | MIPNA0155 | WASHER,LOCK,M5,GALVANIZED | EA | ZMEC | Not ordered | 10200285 | NO
MM26 | 10200286 | NO | M | ISINS0047 | TUBE,HUMIDIFYING,24",985-241100-321 | EA | ZMEC | Not ordered | NO | NO
MM05 | 10200288 | X | M | EIFST0205 | BOLT,BRASS,12.5x64mm | EA | ZMEC | Not ordered | NO | NO
MM28 | 10200289 | X | M | MICAF0501 | VALVE,GATE,3/4",A105,CL800,API602,OS&Y | EA | ZMEC | Not ordered | NO | NO
MM07 | 10200290 | X | M | MICAF0504 | NIPPLE,SWAGE,2X1",A234-WPB,SMLS,MSSSP-95 | EA | ZMEC | Not ordered | NO | NO
MM06 | 10200291 | X | M | GDELM0431 | ELEMENT,FILTER,CLASSIC FILTER,12.32.5CK | EA | ZMEC | Not ordered | NO | NO
MM05 | 10200292 | X | M | MIFST0056 | BOLT,MACHINE,M20X70MMLG,T W/HVY DUTY HEX | EA | ZMEC | Not ordered | NO | NO
MM07 | 10200293 | NO | M | MIFST0235 | THREADED ROD,M18,ASTM A193-B7,BLACK/LGTH | M | ZMEC | Not ordered | 10200293 | NO
MM07 | 10200294 | X | M | MIFST0306 | CLAMP,HOLDDOWN,W/NUT,M10,FLATWASR,M10X40 | EA | ZMEC | Not ordered | NO | NO
MM05 | 10200295 | NO | M | MIFST0242 | WASHER,ROUND,M30,ASTM A193-B7,BLACK | EA | ZMEC | Not ordered | 10200295 | NO
MM05 | 10200296 | X | M | MIFST0287 | STUD,20MM DIA,200MM LONG HEADED | EA | ZMEC | Not ordered | NO | NO
MM10 | 10200297 | X | M | MICAF1330 | GASKET,FLAT RING,1",CL150,1.5mmTHK | EA | ZMEC | Not ordered | NO | NO
MM05 | 10200298 | X | M | MIFST0008 | WASHER,SPRING,SS316,M8 | EA | ZMEC | Not ordered | NO | NO
MM05 | 10200299 | X | M | MIFST0194 | BOLT,MACHINE,HDG,M20X90L,A325/490,W/NUT | EA | ZMEC | Not ordered | NO | NO
MM05 | 10200300 | X | M | MIFST1314 | BOLT,MACHINE,M20X75MM LG,WITH NUT | EA | ZMEC | Not ordered | NO | NO
MM05 | 10200301 | X | M | MIFST1311 | BOLT,HEX,SS316,M6X30MML | EA | ZMEC | Not ordered | NO | NO
MM05 | 10200302 | X | M | MIFST1309 | FLAT WASHER,GALVANIZED IRON,8mm | EA | ZMEC | Not ordered | NO | NO
MM05 | 10200303 | NO | M | MIFST0156 | WASHER,SPRING,ELECTRO GALVANIZED,M14 | EA | ZMEC | Not ordered | 10200303 | NO
MM05 | 10200304 | X | M | MIFST0313 | BOLT,HDG,M30X120MM,65MM THREAD LENGTH | EA | ZMEC | Not ordered | NO | NO
MM05 | 10200305 | X | M | MIFST0312 | BOLT,HDG,M30X100MM,60MM THREAD LENGTH | EA | ZMEC | Not ordered | NO | NO
MM05 | 10200306 | X | M | MIFST0311 | BOLT+NUT,3/4"X110L,A193-B7/A194-2H,B1.1 | EA | ZMEC | Not ordered | NO | NO
MM02 | 10200307 | X | M | MIINS0533 | PACKING SET,STD,SUREGUARD,0.88 STEM,MBS | EA | ZMEC | Not ordered | NO | NO
MM05 | 10200308 | X | M | MIFST0304 | BOLT,ANCHOR,STRAIGHT,20MMX580MM,ASTMA307 | EA | ZMEC | Not ordered | NO | NO
MM07 | 10200309 | X | M | MICCM0002 | CLAMP,SHUTTERING,800 TO 1000mm | EA | ZMEC | Not ordered | NO | NO
MM05 | 10200310 | X | M | MIFST0302 | NUT BOLT,W/DOUBLE WASHER,M16 X 80MM | EA | ZMEC | Not ordered | NO | NO
MM07 | 10200311 | X | M | MISCM0010 | FLAT BAR,MS,25MMX4MMX720M | EA | ZMEC | Not ordered | NO | NO
MM10 | 10200312 | X | M | MICON0427 | GASKET,SPW,4",SS304,GRAPHITE,CL300 | EA | ZMEC | Not ordered | NO | NO
MM07 | 10200313 | X | M | MICAF0437 | DRAIN TRAP,LIQUID,1",FLGD,#150,ASTM A105 | EA | ZMEC | Not ordered | NO | NO
MM07 | 10200315 | X | M | MICAF0427 | FLANGE,18",WN,A105,CL150 | EA | ZMEC | Not ordered | NO | NO
MM15 | 10200316 | X | M | MICAF0488 | PIPE,3",A106-B,SEAMLESS,B36.10M,BE,SCH40 | EA | ZMEC | Not ordered | NO | NO
MM07 | 10200317 | X | M | MISCM0070 | PLATE,STEEL,10MM THCK,ASTM A36,1.2X2.4 | EA | ZMEC | Not ordered | NO | NO
MM02 | 10200318 | NO | M | MIINS0183 | LEATHER CASE,A0000124,F/ EX-HANDY 04I | EA | ZMEC | Not ordered | 10200318 | NO
MM07 | 10200319 | X | M | MICAF0603 | COUPLING,CS,SW,1/2",CL3000,B16.11,A105 | EA | ZMEC | Not ordered | NO | NO
MM07 | 10200320 | X | M | MIFST0236 | THREADED ROD,M16,ASTM A193-B7,BLACK/LGTH | M | ZMEC | Not ordered | NO | NO
MM07 | 10200321 | X | M | MICAF0762 | REDUCER,ECC,3X2",A403WP304L,SCH10S,BW,BE | EA | ZMEC | Not ordered | NO | NO
MM07 | 10200323 | X | M | MICAF0430 | FLANGE,BLIND,18",A105,CL150,ASME | EA | ZMEC | Not ordered | NO | NO
MM07 | 10200324 | X | M | MICAF0273 | EQUAL TEE,WELDED,3/4" | EA | ZMEC | Not ordered | NO | NO
MM07 | 10200325 | X | M | MICAF0266 | HOSE,RUBBER,1",10M,W/FLANGED,300#,RF | M | ZMEC | Not ordered | NO | NO
MM07 | 10200326 | X | M | MICAF0259 | FLANGE,2",SW,A105,CL300,SCHXS,RF | EA | ZMEC | Not ordered | NO | NO
MM28 | 10200327 | X | M | MIINS0203 | VALVE,GATE,3/4",THRD,300# | EA | ZMEC | Not ordered | NO | NO
MM20 | 10200328 | NO | M | SESAF0007-39 | SHOE,SAFETY,ENG 4430-SE SAF0007,SIZE:39 | PAA | ZMEC | Not ordered | 10200328 | 10200328
MM20 | 10200329 | NO | M | SESAF0007-40 | SHOE,SAFETY,ENG 4430-SE SAF0007,SIZE:40 | PAA | ZMEC | Not ordered | 10200329 | 10200329
MM20 | 10200330 | NO | M | SESAF0007-41 | SHOE,SAFETY,ENG 4430-SE SAF0007,SIZE:41 | PAA | ZMEC | Not ordered | 10200330 | 10200330
MM20 | 10200331 | NO | M | SESAF0007-42 | SHOE,SAFETY,ENG 4430-SE SAF0007,SIZE:42 | PAA | ZMEC | Not ordered | 10200331 | 10200331
MM20 | 10200332 | NO | M | SESAF0007-43 | SHOE,SAFETY,ENG 4430-SE SAF0007,SIZE:43 | PAA | ZMEC | Not ordered | 10200332 | 10200332
MM20 | 10200333 | NO | M | SESAF0007-44 | SHOE,SAFETY,ENG 4430-SE SAF0007,SIZE:44 | PAA | ZMEC | Not ordered | 10200333 | 10200333
MM20 | 10200334 | NO | M | SESAF0007-45 | SHOE,SAFETY,ENG 4430-SE SAF0007,SIZE:45 | PAA | ZMEC | Not ordered | 10200334 | 10200334
MM20 | 10200335 | NO | M | SESAF0007-46 | SHOE,SAFETY,ENG 4430-SE SAF0007,SIZE:46 | PAA | ZMEC | Not ordered | 10200335 | 10200335
MM20 | 10200336 | X | M | SESAF0007-47 | SHOE,SAFETY,ENG 4430-SE SAF0007,SIZE:47 | PAA | ZMEC | Not ordered | NO | NO
MM20 | 10200337 | NO | M | SCSAF0025-38 | SHOE,SAFETY,Tech 59350-SCSAF0025,SIZE:38 | PAA | ZMEC | Not ordered | 10200337 | 10200337
MM20 | 10200338 | NO | M | SCSAF0025-39 | SHOE,SAFETY,Tech 59350-SCSAF0025,SIZE:39 | PAA | ZMEC | Not ordered | 10200338 | 10200338
MM20 | 10200339 | NO | M | SCSAF0025-40 | SHOE,SAFETY,Tech 59350-SCSAF0025,SIZE:40 | PAA | ZMEC | Not ordered | 10200339 | 10200339
MM20 | 10200340 | NO | M | SCSAF0025-41 | SHOE,SAFETY,Tech 59350-SCSAF0025,SIZE:41 | PAA | ZMEC | Not ordered | 10200340 | 10200340
MM20 | 10200341 | NO | M | SCSAF0025-42 | SHOE,SAFETY,Tech 59350-SCSAF0025,SIZE:42 | PAA | ZMEC | Not ordered | 10200341 | 10200341
MM20 | 10200342 | X | M | SCSAF0025-43 | SHOE,SAFETY,Tech 59350-SCSAF0025,SIZE:43 | PAA | ZMEC | Not ordered | NO | NO
MM20 | 10200343 | NO | M | SCSAF0025-44 | SHOE,SAFETY,Tech 59350-SCSAF0025,SIZE:44 | PAA | ZMEC | Not ordered | 10200343 | 10200343
MM20 | 10200344 | X | M | SCSAF0025-45 | SHOE,SAFETY,Tech 59350-SCSAF0025,SIZE:45 | PAA | ZMEC | Not ordered | NO | NO
MM20 | 10200345 | X | M | SCSAF0025-46 | SHOE,SAFETY,Tech 59350-SCSAF0025,SIZE:46 | PAA | ZMEC | Not ordered | NO | NO
MM20 | 10200346 | X | M | SCSAF0025-47 | SHOE,SAFETY,Tech 59350-SCSAF0025,SIZE:47 | PAA | ZMEC | Not ordered | NO | NO
MM20 | 10200347 | X | M | SCSAF0094 | COVERALL,ORDINARY TYPE,OS UCL 0002,SMALL | EA | ZMEC | Not ordered | NO | NO
MM20 | 10200348 | X | M | SCSAF0049 | COVERALL,ORDINARY TYPE,OS UCL0002,MEDIUM | EA | ZMEC | Not ordered | NO | NO
MM20 | 10200349 | X | M | SCSAF0048 | COVERALL,ORDINARY TYPE,OS UCL 0002,LARGE | EA | ZMEC | Not ordered | NO | NO
MM20 | 10200350 | NO | M | SCSAF0050 | COVERALL,ORDINARY TYPE,OS UCL 0002,XL | EA | ZMEC | Not ordered | NO | NO
MM20 | 10200351 | X | M | SCSAF0099 | COVERALL,ORDINARY TYPE,OS UCL 0002,2XL | EA | ZMEC | Not ordered | NO | NO
MM20 | 10200352 | X | M | SCSAF0105 | COVERALL,ORDINARY TYPE,OS UCL 0002,3XL | EA | ZMEC | Not ordered | NO | NO
MM20 | 10200353 | X | M | SCSAF0249-S | COVERALL,FRC TYPE,SC SAF 0249,SMALL | EA | ZMEC | Not ordered | NO | NO
MM20 | 10200354 | X | M | SCSAF0249-M | COVERALL,FRC TYPE,SC SAF 0249,MEDIUM | EA | ZMEC | Not ordered | NO | NO
MM20 | 10200355 | X | M | SCSAF0249-L | COVERALL,FRC TYPE,SC SAF 0249,LARGE | EA | ZMEC | Not ordered | NO | NO
MM20 | 10200356 | X | M | SCSAF0249-XL | COVERALL,FRC TYPE,SC SAF 0249,XL | EA | ZMEC | Not ordered | NO | NO
MM20 | 10200357 | X | M | SCSAF0249-2XL | COVERALL,FRC TYPE,SC SAF 0249,2XL | EA | ZMEC | Not ordered | NO | NO
MM20 | 10200358 | X | M | SCSAF0249-3XL | COVERALL,FRC TYPE,SC SAF 0249,3XL | EA | ZMEC | Not ordered | NO | NO
MM07 | 10200365 | X | M | CNCON0828 | EXPANSION CAP,75MM LG,F/20MM ROUND BAR | EA | ZMEC | Not ordered | NO | NO
MM07 | 10200367 | X | M | MISCM0051 | BAR,FLAT,25x6mm,12m LONG | M | ZMEC | Not ordered | NO | NO
MM07 | 10200368 | X | M | EICAF5134 | COUPLING,S/W,CS,1/2",# 3000 | EA | ZMEC | Not ordered | NO | NO
MM07 | 10200370 | X | M | EICAF0070 | REDUCER,CPVC,2x1-1/2" | EA | ZMEC | Not ordered | NO | NO
MM07 | 10200371 | X | M | EICAF0071 | FLANGE,CPVC,2" | EA | ZMEC | Not ordered | NO | NO
MM27 | 10200373 | X | M | MICON0167 | TATA BUS TUBE,SIZE:1000 x 20 | EA | ZMEC | Not ordered | NO | NO
MM07 | 10200374 | X | M | MICAF1471 | PEEK FLANGELESS NUT,10PCS/PKT,CP2618 | PC | ZMEC | Not ordered | NO | NO
MM05 | 10200375 | NO | M | EICAF0979 | LOCKNUT,RGS,1" | EA | ZMEC | Not ordered | 10200375 | NO
MM07 | 10200376 | X | M | EICAF1055 | FLANGE,1",A105,ANSI 150,SW,SCH 80 | EA | ZMEC | Not ordered | NO | NO
MM07 | 10200377 | X | M | EICAF1206 | CONDUIT,RGS,1",3m | M | ZMEC | Not ordered | NO | NO
MM07 | 10200381 | X | M | EICAF3479 | CONDUIT,ALUMINUM,1" | M | ZMEC | Not ordered | NO | NO
MM10 | 10200382 | X | M | EICAF4245 | GASKET,3/4",SPW,CL300,4.5MM,304SS,W/FLEX | EA | ZMEC | Not ordered | NO | NO
MM07 | 10200383 | X | M | EICAF4280 | BAR,STEEL,DIA14mmx12m | M | ZMEC | Not ordered | NO | NO
MM07 | 10200384 | X | M | EICAF4288 | CONDULET,RGS,PVC COAT,LB,3/4",W/GSKT&CVR | EA | ZMEC | Not ordered | NO | NO
MM07 | 10200385 | X | M | EICAF4850 | BOSS,1",A105,ANSI CLASS 3000,SW | EA | ZMEC | Not ordered | NO | NO
MM28 | 10200387 | X | M | EICAF5182 | VALVE,GATE,3/4" NPT,CL800,SS,TRIM SS316 | EA | ZMEC | Not ordered | NO | NO
MM07 | 10200388 | X | M | EICAF5195 | ELBOW,90DEG,1-1/2",SCH.40,CS | EA | ZMEC | Not ordered | NO | NO
MM07 | 10200390 | X | M | EICAF5302 | FITTING (LB),CONDUIT,PVC COATED,1-1/2" | EA | ZMEC | Not ordered | NO | NO
MM07 | 10200391 | X | M | EICAF5322 | NIPPLE,SS,TBE,3/4" X 3" LONG,SCH.80 | EA | ZMEC | Not ordered | NO | NO
MM07 | 10200392 | NO | M | EICAF5354 | ELBOW,MONEL,1/4"x3/8",TFxNPTM | EA | ZMEC | Not ordered | 10200392 | NO
MM07 | 10200393 | X | M | EICAF5749 | CONNECTOR,LIQUID TIGHT STRGHT,PVC,1-1/4" | EA | ZMEC | Not ordered | NO | NO
MM07 | 10200395 | X | M | EICAF5825 | COUPLING,CS,3/4",CL3000,A105,B16.11,GALV | EA | ZMEC | Not ordered | NO | NO
MM06 | 10200396 | X | M | GDDTC0003 | FILTER,F1952,TEFLON,SN.B7M1804T(266572) | EA | ZMEC | Not ordered | NO | NO
MM07 | 10200398 | X | M | MICAF1479 | FLANGE,4",WN,A105,CL300,B16.5,RF,SCH40 | EA | ZMEC | Not ordered | NO | NO
MM28 | 10200399 | X | M | MICON0011 | INLET,VALVE,1823453C1,3800/T444E | EA | ZMEC | Not ordered | NO | NO
MM10 | 10200401 | NO | M | MICON0087 | GASKET,6",FLATRING,B16.2,B16.5,CL150,1.5 | EA | ZMEC | Not ordered | NO | NO
MM07 | 10200402 | NO | M | MICON0093 | TUNGSTON ROD,2.4mm | BOX | ZMEC | Not ordered | NO | NO
MM06 | 10200404 | NO | M | MICON0153 | FILTER,ENGINE,26030045001,F/TATA BUS | EA | ZMEC | Not ordered | 10200404 | NO
MM27 | 10200405 | X | M | MICON0166 | TATA BUS TRYE & TUBE,1000 x 20 | EA | ZMEC | Not ordered | NO | NO
MM26 | 10200406 | NO | M | MICON0186 | FLEXIBLE DRAIN HOSE,1/2",W/ FITTINGS | EA | ZMEC | Not ordered | NO | NO
MM10 | 10200407 | X | M | MICON0198 | GASKET,8",RF,#150,FLAT RING,ASME B16.21 | EA | ZMEC | Not ordered | NO | NO
MM10 | 10200408 | X | M | MICON0228 | GASKET,1.1/2",CL150,GARLOCK#3000,2mm,RF | EA | ZMEC | Not ordered | NO | NO
MM07 | 10200409 | NO | M | MICON0267 | HOSE CLAMP,HI-GRIP,25mm | EA | ZMEC | Not ordered | 10200409 | NO
MM10 | 10200410 | X | M | MICON0405 | GASKET,RUBBER,4",3MM THK,#150 | EA | ZMEC | Not ordered | NO | NO
MM07 | 10200411 | X | M | MIMEW0486 | FLG,BLIND,1-1/2'',150#,A182GR.F304 B16.5 | EA | ZMEC | Not ordered | NO | NO
MM05 | 10200413 | NO | M | PKACC0012 | STRAP,STEEL,3/4" | M | ZMEC | Not ordered | 10200413 | NO
MM07 | 10200414 | X | M | PKACC0013 | CLAMP,STRAPE,STEEL,3/4" | EA | ZMEC | Not ordered | NO | NO
MM05 | 10200415 | X | M | PKACC0016 | BOLT,STEEL,60x10mm,WITH NUT | EA | ZMEC | Not ordered | NO | NO
MM21 | 10200416 | X | M | PKACC0017 | SHEET,PLYWOOD,4 X 8',THICKNESS: 1/2" | EA | ZMEC | Not ordered | NO | NO
MM05 | 10200417 | NO | M | PKACC0022 | CLAMP,COPPER STRAP,3/4" | PC | ZMEC | Not ordered | 10200417 | NO
MM20 | 10200423 | NO | M | SCSAF0051 | CHIN STRAP,ORDINARY,FOR SAFETY HELMET | EA | ZMEC | Not ordered | 10200423 | NO
MM30 | 10200424 | NO | M | SCSAF0085 | WELDING GLASS,GERMANY,DARK #11 | EA | ZMEC | Not ordered | 10200424 | NO
MM30 | 10200425 | NO | M | SCSAF0086 | WELDING GLASS,GERMANY,DARK #12 | EA | ZMEC | Not ordered | 10200425 | NO
MM30 | 10200426 | NO | M | SCSAF0087 | WELDING GLASS,DARK #9 | EA | ZMEC | Not ordered | 10200426 | NO
MM20 | 10200427 | X | M | SCSAF0088 | FIRE BLANKET,1x50m x 0.43 mm THICK | RL | ZMEC | Not ordered | NO | NO
MM20 | 10200429 | X | M | SCSAF0043 | CAUTION SAFETY BOARD,STEEL,SMALL BOARD | EA | ZMEC | Not ordered | NO | NO
MM31 | 10200430 | NO | M | SRPNL0001 | VENT FILTER KIT,PLASTIC,XPV32,300x200mm | KIT | ZMEC | Not ordered | 10200430 | NO
MM19 | 10200431 | X | M | SETLE0002 | RUBBER MAT,100x100x160mm,MALAYSIA | M | ZMEC | Not ordered | NO | NO
MM05 | 10200432 | X | M | EICAF4249 | BOLT,STUD,3/4"x110mm LG,A193 GR.B7,W/NUT | EA | ZMEC | Not ordered | NO | NO
MM07 | 10200433 | X | M | EICAF2583 | CONNECTOR,MALE,316SS,3/8"ODX1/2"NPTM | EA | ZMEC | Not ordered | NO | NO
MM26 | 10200435 | X | M | MICAF1476 | HYDRAULIC HOSE,1/2",SAE100 R2AT,275BAR | EA | ZMEC | Not ordered | NO | NO
MM10 | 10200436 | X | M | MICON0136 | GASKET,SPIRAL WOUND,3/4",SS316 | EA | ZMEC | Not ordered | NO | NO
MM30 | 10200437 | NO | M | MICON0056 | FILLER WIRE,ER-309L,2.4mm DIA | KG | ZMEC | Not ordered | 10200437 | NO
MM07 | 10200439 | X | M | EICAF2573 | CONDUIT,RGS,2",PVC COATED,3 MTR LONG | EA | ZMEC | Not ordered | NO | NO
MM07 | 10200442 | NO | M | MIMEW0394 | PLATE,ASTM A36,8'x4'x10mm | M2 | ZMEC | Not ordered | NO | NO
MM07 | 10200443 | X | M | MIMEW0411 | C-CHANNEL,CS,125x65x8mm THK | EA | ZMEC | Not ordered | NO | NO
MM07 | 10200444 | NO | M | EICAF0345 | UNION,1",SW,CL3000,CARBON STEEL,A105 | EA | ZMEC | Not ordered | 10200444 | NO
MM07 | 10200445 | X | M | MICCM0001 | CLAMP,SHUTTERING,750 TO 800mm | EA | ZMEC | Not ordered | NO | NO
MM06 | 10200446 | X | M | MICON0154 | FILTER,OIL,ME215002,F/ MITSUBISHI CANTER | EA | ZMEC | Not ordered | NO | NO
MM30 | 10200447 | NO | M | MICON0055 | FILLER WIRE,ER-309L,1.6mm DIA | KG | ZMEC | Not ordered | 10200447 | NO
MM07 | 10200448 | NO | M | MICON0196 | HOSE CLAMP,HIGH TORQUE,SS301,1/2" | EA | ZMEC | Not ordered | 10200448 | NO
MM30 | 10200449 | NO | M | SCSAF0012 | WELDING GLASS,DARK,GERMANY,10 | EA | ZMEC | Not ordered | 10200449 | NO
MM30 | 10200450 | NO | M | SCSAF0014 | WELDING GLASS, DARK, GERMANY,12 | EA | ZMEC | Not ordered | 10200450 | NO
MM30 | 10200451 | NO | M | SCSAF0013 | WELDING GLASS, DARK, GERMANY,11 | EA | ZMEC | Not ordered | 10200451 | NO
MM10 | 10200452 | X | M | MICON0178 | GASKET,125NB,NONASBSTOS,2MM,GARLOCK,3200 | EA | ZMEC | Not ordered | NO | NO
MM05 | 10200453 | NO | M | PKACC0021 | NAIL,WOOD,4" | EA | ZMEC | Not ordered | 10200453 | NO
MM07 | 10200454 | X | M | EICAF1051 | ELBOW,90DEG,3/4",A105,ANSI CL2000 | EA | ZMEC | Not ordered | NO | NO
MM20 | 10200455 | NO | M | OSUCL0042 | UNIFORM,SAFETY,LONG SLEEVE SHIRT,FRC,XXL | EA | ZMEC | Not ordered | NO | NO
MM15 | 10200456 | X | M | EICAF0072 | PIPE,CPVC,1-1/2",SCH80 | EA | ZMEC | Not ordered | NO | NO
MM07 | 10200457 | X | M | EICAF4261 | FLANGE,3/4",SW,A105,CL300,RF,SCH80 | EA | ZMEC | Not ordered | NO | NO
MM30 | 10200458 | NO | M | MICON0411 | WELDING ROD,E7018,3.2 X 450MM,ESAB | EA | ZMEC | Not ordered | NO | NO
MM30 | 10200459 | NO | M | MICON0412 | WELDING ROD,E7018,2.4 X 450MM | EA | ZMEC | Not ordered | NO | NO
MM10 | 10200460 | X | M | MICON0416 | GASKET,SPW,RING,2”,ANSI 150,012-1204-038 | EA | ZMEC | Not ordered | NO | NO
MM10 | 10200461 | X | M | MICON0419 | GASKET,1",150# ,NON ASB,RF,1.6MM,GARLOCK | EA | ZMEC | Not ordered | NO | NO
MM10 | 10200462 | X | M | MICON1304 | GASKET,SPIRAL WOUND,3",150#,SS304,4.5MM | EA | ZMEC | Not ordered | NO | NO
MM10 | 10200463 | X | M | MICON1308 | GASKET,SPIRAL WOUND,6",600#,SS304,4.5 MM | EA | ZMEC | Not ordered | NO | NO
MM10 | 10200464 | X | M | MICON1310 | GASKET,SPIRAL WOUND,8",300#,SS304,4.5MM | EA | ZMEC | Not ordered | NO | NO
MM05 | 10200465 | NO | M | MIPNA0019 | BOLT,FLAT,CADMIUM COATED,M8x0.8x10 | EA | ZMEC | Not ordered | 10200465 | NO
MM05 | 10200466 | NO | M | MIPNA0041 | SCREW,FIXING,FLAT HEAD&NUT,M3 X 10MM | EA | ZMEC | Not ordered | 10200466 | NO
MM05 | 10200467 | NO | M | MIPNA0058 | WASHER,LOCK,CADMIUM COATED,M8 | EA | ZMEC | Not ordered | 10200467 | NO
MM05 | 10200468 | NO | M | MIPNA0072 | WASHER,FLAT,CADMIUM COATED,M8 | EA | ZMEC | Not ordered | 10200468 | NO
MM06 | 10200471 | X | M | GDELM0105 | HOUSING,FILTER,SM125.221.5CK.M2 | EA | ZMEC | Not ordered | NO | NO
MM07 | 10200473 | NO | M | TLCON0080 | THREADING TEETH,1",RIGID 1124,4 PCS/SET | SET | ZMEC | Not ordered | 10200473 | NO
MM07 | 10200474 | NO | M | TLCON0081 | THREADING TEETH,1-1/4",RIGID 1124 | SET | ZMEC | Not ordered | 10200474 | NO
MM07 | 10200475 | NO | M | MICAF1317 | FLANGE,WN,3",A105,CL150,ASME B16.5,SCH40 | EA | ZMEC | Not ordered | NO | NO
MM07 | 10200477 | X | M | MICAF1302 | ELBOW,1",CS,3000#,A105,90DEG,SW | EA | ZMEC | Not ordered | NO | NO
MM32 | 10200479 | X | M | TLTLS0111 | BELT,SLING,COTTON,8' TONS,10MTR LENGTH | M | ZMEC | Not ordered | NO | NO
MM10 | 10200480 | X | M | MICON0158 | HEAD GASKET,FOR NISSAN URVAN | EA | ZMEC | Not ordered | NO | NO
MM07 | 10200481 | NO | M | EICAF0888 | REDUCER,GI,1" x 1/2" | EA | ZMEC | Not ordered | 10200481 | 10200481
MM10 | 10200482 | X | M | MICON0328 | GASKET,SPW,1",CL150,SS304,GRAPHITE | EA | ZMEC | Not ordered | NO | NO
MM31 | 10200483 | X | M | MICON0345 | FILTER,DIESEL,FLEETGUARD,FS-1212 | EA | ZMEC | Not ordered | NO | NO
MM30 | 10200484 | X | M | MICON0367 | WELDING ROD,E7018,LINCOLN,2.5 X 350MM | EA | ZMEC | Not ordered | NO | NO
MM28 | 10200486 | X | M | EICAF5598 | NEEDLE VALVE,SIZE: 1/4",MONEL,SS-1VS4 | EA | ZMEC | Not ordered | NO | NO
MM07 | 10200487 | X | M | EICAF2525 | CONDUIT,RGS,1-1/2",PVC,W/COUPLING-SSP | EA | ZMEC | Not ordered | NO | NO
MM07 | 10200488 | X | M | MICAF1475 | U-BEND,2-1/2",CS,DIN ST37-2 | EA | ZMEC | Not ordered | NO | NO
MM07 | 10200489 | X | M | EICAF2497 | CONDUIT,HIGH IMPACT,PVC,SCH80 ,1-1/2",3M | EA | ZMEC | Not ordered | NO | NO
MM07 | 10200490 | X | M | EICAF1010 | NIPPLE,CONDUIT,3/4",2" LG | EA | ZMEC | Not ordered | NO | NO
MM07 | 10200491 | X | M | EICAF1041 | TEE,EQUAL,1",A105,ANSI 3000,SW,SCH. 80 | EA | ZMEC | Not ordered | NO | NO
MM20 | 10200493 | X | M | OSUCL0047 | UNIFORM,SAFETY,PANT,FRC,36" | EA | ZMEC | Not ordered | NO | NO
MM07 | 10200494 | X | M | EICAF5747 | HUB,PVC COATED,1-1/2" | EA | ZMEC | Not ordered | NO | NO
MM28 | 10200495 | X | M | EICAF5816 | VALVE,GATE,3/4",SW,A105,CMPT,800LB,13CR | EA | ZMEC | Not ordered | NO | NO
MM15 | 10200496 | NO | M | CNCON0448 | PIPE,FLEXIBLE,PVC,1/2",WHITE | RL | ZMEC | Not ordered | 10200496 | NO
MM18 | 10200497 | NO | M | CNCON0049 | ROPE,NYLON,10mm THICKNESS,50M/ROLL | RL | ZMEC | Not ordered | 10200497 | NO
MM29 | 10200498 | X | M | CNCON0518 | TYRE,F/TOYOTA FORKLIFT,DUNLOP,7.00 TO 12 | EA | ZMEC | Not ordered | NO | NO
MM07 | 10200499 | X | M | CBINC0003 | FITTING,CEILING,3/4",PVC COATED | EA | ZMEC | Not ordered | NO | NO
MM15 | 10200500 | X | M | EICAF1047 | PIPE,3/4",A53B,SMLS,SCH80,PE | M | ZMEC | Not ordered | NO | NO
MM07 | 10200501 | NO | M | TBWTB0080 | TERMINAL,W/SPRINGCLAMP,WDU4SL,9537440000 | EA | ZMEC | Not ordered | 10200501 | NO
MM07 | 10200502 | NO | M | TLCON0083 | THREADING TEETH,1-3/4",RIGID 1124 | SET | ZMEC | Not ordered | 10200502 | NO
MM07 | 10200503 | X | M | EICAF0274 | U-CHANNEL,6"x2"x2.5m | EA | ZMEC | Not ordered | NO | NO
MM13 | 10200504 | X | M | CNCON0415 | GREASE,HIGH TEMPERATURE | ML | ZMEC | Not ordered | NO | NO
MM15 | 10200505 | X | M | EICAF5127 | PIPE,CS,1",SCH40,SEAMLESS,6mLG | EA | ZMEC | Not ordered | NO | NO
MM07 | 10200507 | X | M | EICAF2077 | UNION,SWAGELOK,SS-400-6,1/4"OD,SS | EA | ZMEC | Not ordered | NO | NO
MM07 | 10200509 | X | M | EICAF2087 | CONNECTOR,MALE,1/4"NPTX1/2"TF,SS-810-1-4 | EA | ZMEC | Not ordered | NO | NO
MM05 | 10200510 | X | M | EICAF2161 | LOCK NUT,RGS,1 1/2" | EA | ZMEC | Not ordered | NO | NO
MM07 | 10200511 | NO | M | EICAF2163 | CLAMP,UNISTRUT CHANNEL,GI,2" | EA | ZMEC | Not ordered | 10200511 | NO
MM07 | 10200512 | X | M | EICAF5414 | COUPLING,CPVC,3/4" | EA | ZMEC | Not ordered | NO | NO
MM05 | 10200513 | X | M | EICAF5431 | NUT,HEX,16mm,DIN934,STEEL,FINE | EA | ZMEC | Not ordered | NO | NO
MM07 | 10200514 | X | M | EICAF5440 | JUBILY CLAMP,SIZE: 3/4" | EA | ZMEC | Not ordered | NO | NO
MM07 | 10200515 | X | M | EICAF5455 | CONDUIT,RGS,3/4",HDG,THREADED W/PVC COAT | EA | ZMEC | Not ordered | NO | NO
MM07 | 10200516 | X | M | EICAF5491 | CONDUIT,LIQUIDTIGHT FLEX.MET.UALT,1-1/4" | EA | ZMEC | Not ordered | NO | NO
MM10 | 10200517 | X | M | CNCON0062 | GASKET,1"X150,GARLOCK # 3502, THK 2 MM | EA | ZMEC | Not ordered | NO | NO
MM06 | 10200518 | X | M | CNCON0561 | FILTER,FUEL,ME-15063,F/MITSUBISHI TRUCK7 | EA | ZMEC | Not ordered | NO | NO
MM10 | 10200519 | X | M | CNCON0535 | OIL SEAL,F/INT'L BUS 4564/JB107 | EA | ZMEC | Not ordered | NO | NO
MM07 | 10200520 | X | M | MIMEW0082 | GRATING,30 X 5 MM X 1 MTR X 6 MTR LONG | EA | ZMEC | Not ordered | NO | NO
MM06 | 10200523 | NO | M | CNCON0515 | FILTER,FUEL,#001174696 | EA | ZMEC | Not ordered | 10200523 | NO
MM07 | 10200524 | NO | M | EICAF4626 | HUB,CONDUIT,GALVANIZED IRON,3/4" | EA | ZMEC | Not ordered | 10200524 | NO
MM28 | 10200525 | X | M | MICON0012 | VALVE,EXHAUST,1823452C1,3800/T444E | EA | ZMEC | Not ordered | NO | NO
MM28 | 10200526 | X | M | OSOFC0884 | VALVE,BALL,ON-OFF,VELAN,EPM-EF-21-05,1" | EA | ZMEC | Not ordered | NO | NO
MM07 | 10200529 | X | M | MIMEW0063 | GRATING,3M X 1M X 6MM,1-1/4",19W4,HDG | EA | ZMEC | Not ordered | NO | NO
MM20 | 10200530 | X | M | OSUCL0048 | UNIFORM,SAFETY,PANT,FRC,34" | EA | ZMEC | Not ordered | NO | NO
MM07 | 10200531 | X | M | EICAF2241 | CONDUIT,GALVANIZED IRON,1.1/2",3m | M | ZMEC | Not ordered | NO | NO
MM28 | 10200532 | NO | M | EICAF1344 | VALVE,GATE,1",SW/NPT,CL800,STD PORT | EA | ZMEC | Not ordered | 10200532 | NO
MM15 | 10200533 | X | M | EICAF2653 | PIPE,SEAMLESS,1",A53-B,SCH80,PE,6mLG | EA | ZMEC | Not ordered | NO | NO
MM26 | 10200535 | X | M | EICAF2783 | TUBE,SS,1/2"DIA.X6M,A269 TP,316/316L,DMV | EA | ZMEC | Not ordered | NO | NO
MM26 | 10200536 | X | M | EICAF2796 | TUBE UNION,1/2"OD,SS316,PARKER,USA | EA | ZMEC | Not ordered | NO | NO
MM05 | 10200537 | X | M | MIFST0290 | BOLT,ANCHOR,STRAIGHT,32MMX640MM,ASTMA307 | EA | ZMEC | Not ordered | NO | NO
MM07 | 10200538 | X | M | EICAF1042 | ELBOW,90DEG,3/4",A105,ANSI 3000,SCH.80 | EA | ZMEC | Not ordered | NO | NO
MM07 | 10200539 | X | M | EICAF1309 | NIPPLE,CS,1",SMLS,ASTM A53-B,SCH80,NPTM | EA | ZMEC | Not ordered | NO | NO
MM20 | 10200540 | NO | M | SCSAF0036 | FACE MASK,FIRE RETARDANT,KAREEMTEX | EA | ZMEC | Not ordered | NO | NO
MM07 | 10200541 | X | M | MICAF1470 | PFA TUBING,25FT/ROLL,1/8",T1516 | EA | ZMEC | Not ordered | NO | NO
MM10 | 10200542 | X | M | MICAF1421 | GASKET,SPIRALWOUND,3/4",CL150,SS304,PTFE | EA | ZMEC | Not ordered | NO | NO
MM31 | 10200543 | NO | M | MICON0291 | FILTER,FUEL,DOOSAN,65.125035011 | EA | ZMEC | Not ordered | 10200543 | NO
MM31 | 10200545 | X | M | MICON1343 | FUEL FILTER ELEMENT,PERKINS,26560201,159 | EA | ZMEC | Not ordered | NO | NO
MM03 | 10200546 | NO | M | OSUCL0026 | SHIRT,SKY BLUE&PANT,GREY,80% COTTON,20% | SET | ZMEC | Not ordered | NO | NO
MM20 | 10200547 | X | M | OSUCL0049 | UNIFORM,SAFETY,PANT,FRC,33" | EA | ZMEC | Not ordered | NO | NO
MM10 | 10200548 | X | M | MICON0417 | GASKET,14"X150#,NON ASB,RF,1.6MM,GARLOCK | EA | ZMEC | Not ordered | NO | NO
MM10 | 10200549 | X | M | MICON0418 | GASKET,NON ASB,RF,1.6MM,12"X150#,GARLOCK | EA | ZMEC | Not ordered | NO | NO
MM10 | 10200551 | X | M | MICON0425 | GASKET,SPW,1-1/2",SS304,GRAPHITE | EA | ZMEC | Not ordered | NO | NO
MM31 | 10200553 | NO | M | MICON0155 | FILTER,OIL,NISSAN,15209-2W200,URVAN,77mm | EA | ZMEC | Not ordered | 10200553 | NO
MM30 | 10200554 | NO | M | SCSAF0024 | GLOVE,WELDING,HEAT RESISTANT,PAKISTAN | PAA | ZMEC | Not ordered | 10200554 | NO
MM15 | 10200556 | X | M | EICAF2724 | PIPE,SCH.80,SMLS,106 GR B,2",6 M | M | ZMEC | Not ordered | NO | NO
MM07 | 10200557 | NO | M | OSOFC0904 | P-TRAP,1-1/2",HOSE TYPE,WITH HEAD | EA | ZMEC | Not ordered | 10200557 | 10200557
MM31 | 10200558 | NO | M | MICON0156 | FILTER,OIL,DIESEL,NISSAN,15208-43G0A | EA | ZMEC | Not ordered | 10200558 | NO
MM03 | 10200561 | X | M | OSUCL0051 | SHIRT,LONG SLEEVE,SAFETY UNIFORM,S | EA | ZMEC | Not ordered | NO | NO
MM30 | 10200565 | NO | M | SCSAF0113 | WELDING MASK,FIBER METAL | EA | ZMEC | Not ordered | 10200565 | NO
MM07 | 10200566 | NO | M | EICAF0519 | COUPLING,CONDUIT,RGS,1" | EA | ZMEC | Not ordered | 10200566 | NO
MM07 | 10200568 | X | M | EICAF4217 | PIPE NIPPLE,SMLS,3/4",A106-B,SCH80 | EA | ZMEC | Not ordered | NO | NO
MM31 | 10200570 | NO | M | MICON0152 | FILTER,OIL,BALDWIN,BT-339,FOR TATA BUS | EA | ZMEC | Not ordered | 10200570 | NO
MM10 | 10200571 | X | M | MICON0223 | GASKET,4",CL150,GARLOCK#3000,2mm,RF | EA | ZMEC | Not ordered | NO | NO
MM07 | 10200572 | X | M | MICAF1469 | FERRULE,FLANGELESS,1/8",CP2617 | EA | ZMEC | Not ordered | NO | NO
MM32 | 10200574 | NO | M | CNCON0628 | V BELT,B 47,FAN BELT,5",DOOSAN | EA | ZMEC | Not ordered | NO | NO
MM07 | 10200575 | X | M | MISCM0160 | PLATE,MS,4' X 8' X 4MM THICK | EA | ZMEC | Not ordered | NO | NO
MM07 | 10200576 | X | M | EICAF0302 | GROUNDING CLAMP,SIZE: 1-1/2" | EA | ZMEC | Not ordered | NO | NO
MM07 | 10200577 | X | M | EIELA0148 | COUPLER,F/GROUNDING ROD COPPER,17.2MM,3M | EA | ZMEC | Not ordered | NO | NO
MM07 | 10200578 | NO | M | EICAF0867 | COUPLING,CONDUIT,RGS,3",SOCKET | EA | ZMEC | Not ordered | 10200578 | NO
MM29 | 10200580 | X | M | CNCON0662 | TYRE,KUMHO,8.25-15,LOAD RANGE G14PR,TT | EA | ZMEC | Not ordered | NO | NO
MM07 | 10200581 | X | M | EICAF1911 | NIPPLE,SHORT,PVC COATED,SIZE: 2" | EA | ZMEC | Not ordered | NO | NO
MM07 | 10200582 | X | M | EICAF2166 | COUPLING,CPVC,4",SCH80 | EA | ZMEC | Not ordered | NO | NO
MM07 | 10200586 | NO | M | EICAF5402 | ELBOW,CPVC,2",45DEG,SCH40 | EA | ZMEC | Not ordered | NO | NO
MM05 | 10200587 | NO | M | EIFST0572 | BOLT,SS,14x50,W/NUT,1PLAIN&SPRING WASHER | EA | ZMEC | Not ordered | 10200587 | NO
MM07 | 10200588 | X | M | EICAF2170 | COUPLING,PVC,2x4"LG | EA | ZMEC | Not ordered | NO | NO
MM07 | 10200589 | X | M | EICAF2174 | CLAMP,UNISTRUT CHANNEL,2",PVC COATED | EA | ZMEC | Not ordered | NO | NO
MM07 | 10200590 | NO | M | EICAF2171 | BUSHING,2" | EA | ZMEC | Not ordered | 10200590 | NO
MM28 | 10200591 | X | M | EICAF3596 | VALVE,GATE,3/4",A105,CL800,SW,SCH160 | EA | ZMEC | Not ordered | NO | NO
MM07 | 10200592 | NO | M | EIACC0529 | BUSHING,RGS,OZ-GEDNEY,1",INSULATED | EA | ZMEC | Not ordered | 10200592 | NO
MM07 | 10200593 | X | M | EICAF0075 | CONNECTOR,MALE,SS,1/2"X 8MM.OD,NPT | EA | ZMEC | Not ordered | NO | NO
MM07 | 10200594 | X | M | EICAF0022 | CONDUIT,ALUMINUM,1-1/2",3m | M | ZMEC | Not ordered | NO | NO
MM07 | 10200595 | NO | M | EICAF0319 | BEND,GALVANIZED IRON,L90,2" | EA | ZMEC | Not ordered | 10200595 | NO
MM28 | 10200596 | X | M | EICAF4216 | VALVE,GATE,3/4",A105,CL800,SW,SCH80 | EA | ZMEC | Not ordered | NO | NO
MM07 | 10200597 | NO | M | EICAF1782 | BUSHING,1-1/2",PVC,COATED,G.I | EA | ZMEC | Not ordered | NO | NO
MM07 | 10200598 | X | M | EICAF4589 | TEE,PVC,2",SCH40,WHITE | EA | ZMEC | Not ordered | NO | NO
MM07 | 10200599 | X | M | EICAF3442 | CONDUIT,HIGH IMPACT,PVC,SCH80,2",3 M LG | EA | ZMEC | Not ordered | NO | NO
MM15 | 10200600 | X | M | EICAF5001 | PIPE,2",SCH.40S,SS,EFW,A312 GR.TP304L | M | ZMEC | Not ordered | NO | NO
MM15 | 10200602 | X | M | EICAF2974 | PIPE,G.I,SCH. 40,3MTR/LGTH.,1/2" DIA | EA | ZMEC | Not ordered | NO | NO
MM07 | 10200603 | X | M | EICAF2939 | ELBOW,SMLS,BW,4",45DEG,STD,A234 | EA | ZMEC | Not ordered | NO | NO
MM07 | 10200604 | X | M | MIMEW0356 | STEEL PLATE,1.20x2.40mx12mm THK | EA | ZMEC | Not ordered | NO | NO
MM15 | 10200605 | X | M | EICAF0021 | PIPE,ALUMINIUM,3/4",3 m LONG | M | ZMEC | Not ordered | NO | NO
MM07 | 10200606 | X | M | EICAF0275 | U-CHANNEL,4"x2"x2.5m | EA | ZMEC | Not ordered | NO | NO
MM07 | 10200608 | X | M | EICAF0054 | CLAMP,RGS,PVC COATED,FOR UNISTRUT,2.5" | EA | ZMEC | Not ordered | NO | NO
MM30 | 10200609 | X | M | CNMEW0015 | TUNGSTEN ROD,PLANSEE,2.4mm,10PCS/BOX | PC | ZMEC | Not ordered | NO | NO
MM20 | 10200611 | X | M | OSUCL0050 | UNIFORM,SAFETY,PANT,FRC,32" | EA | ZMEC | Not ordered | NO | NO
MM28 | 10200612 | X | M | EICAF4585 | VALVE,BALL,CPVC,2",SCH80 | EA | ZMEC | Not ordered | NO | NO
MM07 | 10200613 | NO | M | EICAF1619 | CONDUIT,RIGID,ALUMINUM,1",UL | M | ZMEC | Not ordered | 10200613 | NO
MM07 | 10200614 | X | M | EICAF1744 | UNISTRUT CLAMP,UNION,G.I,PVC COATED,3/4" | EA | ZMEC | Not ordered | NO | NO
MM07 | 10200615 | X | M | EICAF1721 | BUSHING,2",PVC COATED G.I | EA | ZMEC | Not ordered | NO | NO
MM07 | 10200616 | X | M | EICAF1699 | COUPLING,CONDUIT,FEMALE THREADED,GI,2" | EA | ZMEC | Not ordered | NO | NO
MM07 | 10200617 | X | M | EICAF2015 | BEND,PVC COATED,6" | EA | ZMEC | Not ordered | NO | NO
MM07 | 10200618 | X | M | EICAF2008 | NIPPPLE,CONDUIT,GALVANIZED IRON,4" | EA | ZMEC | Not ordered | NO | NO
MM07 | 10200619 | X | M | EICAF1924 | SEALING FITTING,EZS PVC COAT,THREADED,1" | EA | ZMEC | Not ordered | NO | NO
MM07 | 10200620 | X | M | EICAF4794 | CONNECTOR,FLEXIBLE,2",PVC COAT,W/GROUND | EA | ZMEC | Not ordered | NO | NO
MM26 | 10200621 | X | M | EICAF4766 | TUBE,316SS,SMLS,1/2",0.049"WALL,A269 | M | ZMEC | Not ordered | NO | NO
MM07 | 10200623 | NO | M | EICAF4756 | CONDUIT,ALUMINUM,1-1/2",W/COUPLING | M | ZMEC | Not ordered | 10200623 | NO
MM28 | 10200625 | X | M | EICAF2474 | VALVE,BALL,1/2"NPT,A182 F316L,CLASS 300 | EA | ZMEC | Not ordered | NO | NO
MM07 | 10200626 | X | M | EICAF2490 | ELBOW,LONG,HIGH IMPACT,1.1/2",PVC,SCH80 | EA | ZMEC | Not ordered | NO | NO
MM07 | 10200627 | X | M | EICAF5025 | TEE,RED,SW,2X1",3000#,CS,A105 ANSIB16.11 | EA | ZMEC | Not ordered | NO | NO
MM07 | 10200628 | X | M | EICAF2492 | CONDUIT,RIGID,3/4",WITH ONE END COUPLING | M | ZMEC | Not ordered | NO | NO
MM07 | 10200629 | NO | M | EICAF0520 | COUPLING,CONDUIT,RGS,1-1/4" | EA | ZMEC | Not ordered | 10200629 | NO
MM26 | 10200630 | X | M | EICAF0430 | TUBE,SS316,1/4"OD,0.035"WT X 6 M,SANDVIK | EA | ZMEC | Not ordered | NO | NO
MM07 | 10200631 | NO | M | EIACC0592 | ANCHOR,DROP IN,ZINC PLATED,16 x 65 mm | EA | ZMEC | Not ordered | 10200631 | NO
MM15 | 10200633 | X | M | EICAF2835 | PIPE,4",SCH.40,BE,SMLS,CS,API 5L GR B | EA | ZMEC | Not ordered | NO | NO
MM07 | 10200634 | X | M | EICAF2842 | ELBOW,CS,2",SCH40,90DEG,R1.5D,A234 GRADE | EA | ZMEC | Not ordered | NO | NO
MM15 | 10200635 | X | M | EICAF2834 | PIPE,2",SCH.40,BE,SMLS,CS,ASTM A53 | EA | ZMEC | Not ordered | NO | NO
MM07 | 10200636 | X | M | EICAF2809 | ELBOW,4",90DEG,LR,BW,SMLS,CS | EA | ZMEC | Not ordered | NO | NO
MM07 | 10200638 | X | M | EICAF2927 | ELBOW,SMLS,BW,2"x90",A234,SCH80 | EA | ZMEC | Not ordered | NO | NO
MM07 | 10200639 | X | M | EICAF2929 | FLANGE,2",WN,A105,CL150,RF | EA | ZMEC | Not ordered | NO | NO
MM15 | 10200640 | X | M | EICAF2926 | PIPE,SEAMLESS,2",A106 GR.B,SCH80,6mLG | M | ZMEC | Not ordered | NO | NO
MM20 | 10200641 | NO | M | SCSAF0158 | DUST MASK,3M,CVN 95 | EA | ZMEC | Not ordered | NO | NO
MM07 | 10200647 | NO | M | EICAF5755 | CLAMP,UNISTRUT CHANNEL,GI,3",W/BOLT&NUT | EA | ZMEC | Not ordered | 10200647 | NO
MM07 | 10200648 | X | M | EICAF0078 | ADAPTER,FEMALE,4",SCH40 | EA | ZMEC | Not ordered | NO | NO
MM07 | 10200649 | NO | M | CCACC0018 | PLATE,STAINLESS STEEL,120 X 170 MM | EA | ZMEC | Not ordered | 10200649 | 10200649
MM07 | 10200650 | X | M | EICAF3260 | UNION,EQUAL,SS316,3/8"OD | EA | ZMEC | Not ordered | NO | NO
MM07 | 10200651 | NO | M | EICAF5103 | UNION,GALVANIZED IRON,1/2" | EA | ZMEC | Not ordered | 10200651 | NO
MM07 | 10200652 | X | M | EICAF3197 | CONDUIT,RGS,PVC COATED,4",3m | M | ZMEC | Not ordered | NO | NO
MM06 | 10200653 | X | M | CNCON0563 | FILTER,OIL,FOR WATER TANKER | EA | ZMEC | Not ordered | NO | NO
MM16 | 10200656 | X | M | MIMEW0041 | PISTON,KALBEN,DEUTZ,04179915 | EA | ZMEC | Not ordered | NO | NO
MM06 | 10200658 | NO | M | CNCON0409 | FILTER,FUEL,#001174482 | EA | ZMEC | Not ordered | 10200658 | NO
MM28 | 10200659 | X | M | CNCON0798 | VALVE,GATE,PVC,2" | EA | ZMEC | Not ordered | NO | NO
MM29 | 10200660 | X | M | CNCON0675 | TYRE,TOYO,185R 14C,H08,102,850kg,180km/H | EA | ZMEC | Not ordered | NO | NO
MM07 | 10200661 | X | M | CNCON0808 | END CAP,PLASTIC,FOR 12MM REBAR | EA | ZMEC | Not ordered | NO | NO
MM28 | 10200662 | X | M | MWMEW0509 | VALVE,GATE,1-1/2",SS316L,A351,SW,CL80 | EA | ZMEC | Not ordered | NO | NO
MM32 | 10200663 | X | M | TLTLS0112 | BELT,SLING,COTTON,6' TONS,6MTR LENGTH | M | ZMEC | Not ordered | NO | NO
MM32 | 10200664 | X | M | TLTLS0107 | BELT,COTTON SLING,10 MTRX6 TON CAPACITY | M | ZMEC | Not ordered | NO | NO
MM07 | 10200665 | X | M | CNCON0502 | PLASTIC LOCKING CLIP,FOR VEHICLE (AUTO) | EA | ZMEC | Not ordered | NO | NO
MM05 | 10200666 | NO | M | CNCON0452 | CONCRETE NAIL,4" 1PKT=100 EA | EA | ZMEC | Not ordered | 10200666 | NO
MM05 | 10200667 | NO | M | CNCON0341 | WIRE NAIL,1" | PAC | ZMEC | Not ordered | 10200667 | NO
MM07 | 10200668 | X | M | MICAF0442 | SWAGE,SMLS,CS,1x3/4"NPT,SCH80,ASTM A234 | EA | ZMEC | Not ordered | NO | NO
MM07 | 10200670 | X | M | MITUF0936 | TEE,EQUAL,BW,2",ASTM A184 GR.F304L | EA | ZMEC | Not ordered | NO | NO
MM20 | 10200671 | NO | M | SESAF0081 | FIRE BUCKET,RED | EA | ZMEC | Not ordered | 10200671 | NO
MM07 | 10200672 | NO | M | CNCON0211 | P-TRAP,HOSE TYPE,1-1/4",WITH HEAD | EA | ZMEC | Not ordered | 10200672 | 10200672
MM10 | 10200674 | X | M | CNCON0667 | GASKET,SPIRAL WOUND,1",150,304SS,GRAPH | EA | ZMEC | Not ordered | NO | NO
MM07 | 10200675 | X | M | EICAF2851 | CONNECTOR,PARKER,SS316,3/8"NPTMx3/8"OD | EA | ZMEC | Not ordered | NO | NO
MM26 | 10200676 | X | M | EICAF3550 | TUBE,WALL,SS,1/2",0.049"THK,PVC INSU | M | ZMEC | Not ordered | NO | NO
MM05 | 10200677 | NO | M | MIPNA0128 | BOLT,CADMIUM COATED,M8x25mm | EA | ZMEC | Not ordered | 10200677 | NO
MM15 | 10200678 | X | M | MICAF1092 | PIPE,3'',SCH-40,SMLS,BE,CS,A106-B | EA | ZMEC | Not ordered | NO | NO
MM07 | 10200681 | NO | M | CNCON0807 | END CAP,PLASTIC,FOR 16MM REBAR | EA | ZMEC | Not ordered | 10200681 | NO
MM12 | 10200682 | X | M | CNCON0093 | KILN DRY LUMBER,2" x 4" x 10' | EA | ZMEC | Not ordered | NO | NO
MM32 | 10200685 | X | M | TLCON0099 | BELT,LOAD STRAPPING,CARGO,2"X6 M,W/HOOK | M | ZMEC | Not ordered | NO | NO
MM07 | 10200686 | X | M | TLTLS1006 | SOCKET SET,DR 1/2,12 POINT,10TO32MM | EA | ZMEC | Not ordered | NO | NO
MM07 | 10200687 | X | M | EICAF1300 | BEND,GALVANIZED IRON,1"x90DEG,WL#06358 | EA | ZMEC | Not ordered | NO | NO
MM28 | 10200688 | X | M | EICAF3231 | VALVE,BALL,PARKER,SS316,1/4" NPTM | EA | ZMEC | Not ordered | NO | NO
MM07 | 10200690 | X | M | MICAF0434 | FLANGE,CPVC,4",CL150 | EA | ZMEC | Not ordered | NO | NO
MM23 | 10200691 | X | M | CNCON0095 | SPACER,PVC,FOR 75 mm CONCRETE COVER | EA | ZMEC | Not ordered | NO | NO
MM05 | 10200692 | X | M | CNCON0119 | COMMON NAIL,2-1/2" | EA | ZMEC | Not ordered | NO | NO
MM05 | 10200693 | X | M | CNCON0121 | COMMON NAIL,4" | EA | ZMEC | Not ordered | NO | NO
MM13 | 10200694 | NO | M | CNCON0312 | ENGINE OIL,FUSCHS,HD SAE40,API CF | DR | ZMEC | Not ordered | 10200694 | NO
MM06 | 10200695 | X | M | CNCON0411 | FILTER,OIL,F/INT'L BUS,#2005,LF3630B7039 | EA | ZMEC | Not ordered | NO | NO
MM05 | 10200698 | NO | M | CNELA0006 | NUT,CAPTIVE,RITTAL,EL2094.200,M6,50/PACK | EA | ZMEC | Not ordered | 10200698 | NO
MM07 | 10200700 | NO | M | TLCON0082 | THREADING TEETH,1-1/2",RIGID 1124 | SET | ZMEC | Not ordered | 10200700 | NO
MM07 | 10200701 | X | M | MIPNA0214 | STRAP,EARTHING,F/M8,SZ2412.225 | EA | ZMEC | Not ordered | NO | NO
MM07 | 10200702 | X | M | MWMEW0527 | TEE,REDUCER,FLANGED,2x1",CL150,RF,PTFE | EA | ZMEC | Not ordered | NO | NO
MM06 | 10200703 | X | M | CNCON0286 | FILTER,LUBE OIL,FOR FORKLIFT,7MT,CLARK | EA | ZMEC | Not ordered | NO | NO
MM07 | 10200704 | X | M | EICAF0055 | HUB,RGS,PVC COATED,SIZE:5" | EA | ZMEC | Not ordered | NO | NO
MM07 | 10200705 | X | M | EICAF0056 | BUSHING,RGS,PVC COATED,SIZE:5" | EA | ZMEC | Not ordered | NO | NO
MM07 | 10200706 | X | M | EICAF0058 | SEALING FITTING,PVC COATED RGS,2.5" | EA | ZMEC | Not ordered | NO | NO
MM07 | 10200707 | X | M | EICAF0062 | CLAMP,GROUNDING,2" | EA | ZMEC | Not ordered | NO | NO
MM07 | 10200708 | X | M | MICAF0262 | PIPE NIPPLE,SMLS,3/4",A106-B,SCH.160 | EA | ZMEC | Not ordered | NO | NO
MM10 | 10200709 | X | M | MICON0112 | GASKET,SPW,1",SS304,CL150,4.5mm,GRAPHITE | EA | ZMEC | Not ordered | NO | NO
MM23 | 10200710 | X | M | MICAF1260 | SPACER/CONCRETE COVER,PVC,75mm THK | EA | ZMEC | Not ordered | NO | NO
MM17 | 10200714 | X | M | MIMEW0044 | FUEL PUMP,04272819,FOR ENGINE MILLER | EA | ZMEC | Not ordered | NO | NO
MM10 | 10200715 | X | M | MIMEW0042 | CYLINDER HEAD GASKET,DEUTZ,04272383 | EA | ZMEC | Not ordered | NO | NO
MM01 | 10200716 | X | M | MIMEW0051 | CONNECTING BEARING,DEUTZ,04270252 | SET | ZMEC | Not ordered | NO | NO
MM10 | 10200717 | X | M | MIMEW0053 | GASKET OIL PAN,DOOSAN,65-05904A0016 | SET | ZMEC | Not ordered | NO | NO
MM32 | 10200718 | X | M | TLTLS0026 | BELT,COTTON SLING,4"X 6 MTRS | M | ZMEC | Not ordered | NO | NO
MM31 | 10200719 | NO | M | MIPNA0078 | FILTER,RITTAL,SK3326.207 | EA | ZMEC | Not ordered | 10200719 | NO
MM07 | 10200720 | NO | M | MISCM0142 | FLAT BAR,50x5mmTHKx6mLG | M | ZMEC | Not ordered | NO | NO
MM10 | 10200722 | X | M | MICON0102 | GASKET,6",150#,SPIRAL WOUND,304SS,CS4 | EA | ZMEC | Not ordered | NO | NO
MM05 | 10200724 | X | M | EICON3519 | SPRING,ROLL,3C X 70MM2,3 PCS/P SET | PC | ZMEC | Not ordered | NO | NO
MM05 | 10200725 | X | M | EICON3520 | SPRING,ROLL,3C X 50MM2,3 PCS/P SET | PC | ZMEC | Not ordered | NO | NO
MM30 | 10200726 | X | M | EICAW0773 | FILLER WIRE,GEKA,ER70 S2,2.4mm | KG | ZMEC | Not ordered | NO | NO
MM07 | 10200727 | X | M | MICAF0206 | FLANGE,1",SWRF,ASTM A105,CS,CL150 | EA | ZMEC | Not ordered | NO | NO
MM05 | 10200728 | X | M | MIFST0268 | BOLT,ANCHOR,1"X450MM LG,TYPE SH,A36 A37 | EA | ZMEC | Not ordered | NO | NO
MM05 | 10200729 | X | M | MIFST0269 | BOLT,ANCHOR,1/2"X250MMLG,TYPE SH,A36 A37 | EA | ZMEC | Not ordered | NO | NO
MM05 | 10200730 | NO | M | MIFST0238 | NUT,HEXAGONAL,M24,ASTM A193-B7,BLACK | EA | ZMEC | Not ordered | 10200730 | NO
MM05 | 10200731 | NO | M | MIFST0240 | NUT,HEXAGONAL,M18,ASTM A193-B7,BLACK | EA | ZMEC | Not ordered | 10200731 | NO
MM05 | 10200732 | X | M | MIFST0241 | NUT,HEXAGONAL,M16,ASTM A193-B7,BLACK | EA | ZMEC | Not ordered | NO | NO
MM05 | 10200733 | NO | M | MIFST0237 | NUT,HEXAGONAL,M30,ASTM A193-B7,BLACK | EA | ZMEC | Not ordered | 10200733 | NO
MM05 | 10200734 | NO | M | EIFST0602 | BOLT,SS,16x50,W/NUT,1PLAIN&SPRING WASHER | EA | ZMEC | Not ordered | 10200734 | NO
MM05 | 10200735 | X | M | EIFST0029 | WASHER,FLAT,BRASS,12mm | EA | ZMEC | Not ordered | NO | NO
MM05 | 10200736 | NO | M | EIFST0034 | WIRE NUT,2.5 TO 4 mm,YELLOW | PAC | ZMEC | Not ordered | 10200736 | NO
MM05 | 10200737 | X | M | EIFST0604 | U BOLT,SS,1",W/ NUT | EA | ZMEC | Not ordered | NO | NO
MM28 | 10200738 | X | M | MICAF0179 | VALVE,GATE,1-1/2",API602,ANSI150,A105 | EA | ZMEC | Not ordered | NO | NO
MM07 | 10200739 | X | M | MICAF0345 | FLANGE,1'',SW,A105,XS,CLASS 300,RF | EA | ZMEC | Not ordered | NO | NO
MM07 | 10200740 | X | M | EICAF0083 | CONNECTOR,REDUCER,3/4"NPT X 1/2"MALE | EA | ZMEC | Not ordered | NO | NO
MM07 | 10200741 | X | M | EICAF2268 | NIPPLE,3/4"x100mm LONG,XS,PBE,CS,ASTM | EA | ZMEC | Not ordered | NO | NO
MM07 | 10200742 | X | M | EICAF2357 | COUPLING,REDUCING,1"X1/2",#3000,NPT | EA | ZMEC | Not ordered | NO | NO
MM07 | 10200743 | X | M | EICAF2884 | UNION,SW,1-1/2",WPS 304,CL3000 | EA | ZMEC | Not ordered | NO | NO
MM05 | 10200745 | X | M | EICAF3297 | BOLT,MACHINE,A307B-2A&2B NUT,70 LG,1/2" | EA | ZMEC | Not ordered | NO | NO
MM07 | 10200746 | X | M | EICAF3906 | CONNECTOR,MALE,SWAGELOK,SS316,1/4X1/2" | EA | ZMEC | Not ordered | NO | NO
MM07 | 10200747 | X | M | EICAF3961 | COUPLING,THREADED,SS,1/2",CL3000 | EA | ZMEC | Not ordered | NO | NO
MM28 | 10200748 | X | M | EICAF3964 | VALVE,BRONSE GATE,2",THREADED | EA | ZMEC | Not ordered | NO | NO
MM07 | 10200749 | X | M | EICAF4079 | FLANGE,3",WN,CS,A105,CL150,RF,STD | EA | ZMEC | Not ordered | NO | NO
MM07 | 10200750 | X | M | EICAF4081 | FLANGE,1",SW,CL150,RF,XS,CS,A105 | EA | ZMEC | Not ordered | NO | NO
MM07 | 10200751 | X | M | NO | ELBOW,SW,1.5",90D,LR,S-80,#3000,A234-GR | EA | ZMEC | Not ordered | NO | NO
MM07 | 10200752 | X | M | EICAF4105 | TEE,STRAIGHT,SW,1-1/2",CS,CL3000,A105 | EA | ZMEC | Not ordered | NO | NO
MM07 | 10200754 | X | M | EICAF4116 | PLUG,ROUND HEAD,3/4",SS,316,M NPT | EA | ZMEC | Not ordered | NO | NO
MM05 | 10200755 | X | M | EICAF4124 | BOLT,STUD,1/2"x70mm LG,A193 GR.B7,W/NUT | EA | ZMEC | Not ordered | NO | NO
MM07 | 10200757 | X | M | MICAF1090 | TEE,3/4",3000,SW,CS,A105 | EA | ZMEC | Not ordered | NO | NO
MM07 | 10200758 | X | M | EICAF4819 | CONDULET - LL,RGS,1" | EA | ZMEC | Not ordered | NO | NO
MM05 | 10200759 | X | M | EIFST0057 | STUD,SERVIT POST,COPPER,35mm2 | EA | ZMEC | Not ordered | NO | NO
MM28 | 10200760 | X | M | EICAF5871 | VALVE,GATE,2",CL150,RF,A216 GR.WCB,OS&Y | EA | ZMEC | Not ordered | NO | NO
MM28 | 10200762 | X | M | EICAF5861 | VALVE,GATE,3/4",CL150,NPTF,MI,13CR | EA | ZMEC | Not ordered | NO | NO
MM07 | 10200763 | NO | M | EIACC0531 | BUSHING,RGS,OZ-GEDNEY,1-1/4",INSULATED | EA | ZMEC | Not ordered | 10200763 | NO
MM07 | 10200764 | NO | M | EIACC0593 | ANCHOR,DROP IN,E.GALVANIZED,12x50 mm | EA | ZMEC | Not ordered | 10200764 | NO
MM07 | 10200766 | X | M | EICNR0018 | CLAMP,GROUNDING C,COMPRESSION,70X35MM2 | EA | ZMEC | Not ordered | NO | NO
MM07 | 10200767 | X | M | EICNR0023 | CONNECTOR,SLEEVE,REDUCER STRGT,50X70MM2 | EA | ZMEC | Not ordered | NO | NO
MM07 | 10200768 | X | M | EICNR0026 | CLAMP,COPPER GROUNDING,70MM2 X 70 | EA | ZMEC | Not ordered | NO | NO
MM13 | 10200770 | X | M | EICON2826 | PENETRATING OIL,WD40,24 CANS/CARTON | EA | ZMEC | Not ordered | NO | NO
MM07 | 10200771 | X | M | EICON0016 | COUPLING,CS,3/4",CL3000 | EA | ZMEC | Not ordered | NO | NO
MM05 | 10200772 | X | M | EICON0057 | WASHER,RUBBER,CL250,3MM THIK,4" | EA | ZMEC | Not ordered | NO | NO
MM07 | 10200773 | X | M | EICAF4753 | END CONNECTOR,SS316,1/4"ODx1/4"NPT(M) | EA | ZMEC | Not ordered | NO | NO
MM07 | 10200774 | X | M | EICAF4799 | CONDUIT FITTING,GALVANIZED IRON,3/4",LB | EA | ZMEC | Not ordered | NO | NO
MM07 | 10200775 | X | M | EICON0058 | END CAP,FOR THREADED ROD,16 MM | EA | ZMEC | Not ordered | NO | NO
MM28 | 10200776 | X | M | EICON0065 | VALVE,CHECK,1/4",SS-53S4 | EA | ZMEC | Not ordered | NO | NO
MM26 | 10200777 | X | M | EICON0083 | TUBE,2.5mm ID,YELLOW,100m/Roll | RL | ZMEC | Not ordered | NO | NO
MM26 | 10200778 | NO | M | EICON0124 | TUBE,3mm ID,YELLOW,100m/Roll | RL | ZMEC | Not ordered | 10200778 | NO
MM26 | 10200779 | X | M | EICON0131 | TUBE,4mm ID,YELLOW,100m/Roll | RL | ZMEC | Not ordered | NO | NO
MM07 | 10200780 | X | M | EIELA0190 | CHANNEL,DOUBLE,100X153X8MM,HOT DIP GALV. | EA | ZMEC | Not ordered | NO | NO
MM28 | 10200782 | X | M | EICAF5223 | VALVE,GATE,2",A105,SW,CL800,13CR-HF,BB | EA | ZMEC | Not ordered | NO | NO
MM07 | 10200783 | X | M | EICAF5886 | UNION,CONDUIT,RGS,2" | EA | ZMEC | Not ordered | NO | NO
MM15 | 10200785 | X | M | EICAF5858 | PIPE,SS304,SEAMLESS,1-1/2",SCH40 | M | ZMEC | Not ordered | NO | NO
MM30 | 10200786 | X | M | EICON2171 | FILLER ROD,CLASS ER 308L x2.4 mm x 1000 | EA | ZMEC | Not ordered | NO | NO
MM07 | 10200787 | NO | M | MICAF1194 | C-CLAMP,DOUBLE COMPRESSION,Cu,70-150mm2 | EA | ZMEC | Not ordered | 10200787 | NO
MM07 | 10200788 | X | M | MICAF1263 | FLANGE,CS,1",A105,CL150,FF,SLIP ON | EA | ZMEC | Not ordered | NO | NO
MM15 | 10200789 | X | M | EICAF5845 | PIPE,CS,SEAMLESS,1-1/2",SCH80,A53-B,PE | M | ZMEC | Not ordered | NO | NO
MM10 | 10200790 | X | M | EICAF5831 | GASKET,SPIRAL WOUND,12",SS304,CL150,RF | EA | ZMEC | Not ordered | NO | NO
MM15 | 10200791 | X | M | EICAF5849 | PIPE,CS,4",SCH-40,ERW,A53-A,BEVEL END | EA | ZMEC | Not ordered | NO | NO
MM07 | 10200793 | X | M | MICAF0365 | SOCKOLET,8" X 1",A105,3000 | EA | ZMEC | Not ordered | NO | NO
MM07 | 10200794 | X | M | EICAF5995 | REDUCER,LADDER TRAY,900MM X 600MM X 50MM | EA | ZMEC | Not ordered | NO | NO
MM28 | 10200795 | X | M | EICAF5860 | VALVE,GATE,1/2",150LB,MALLEABLE SCRWDNPT | EA | ZMEC | Not ordered | NO | NO
MM05 | 10200796 | NO | M | EICON3517 | SPRING,ROLL,3C X 240MM2,3 PCS/P SET | PC | ZMEC | Not ordered | NO | NO
MM07 | 10200798 | NO | M | EICON2461 | CLAMP,UNISTRUT CHANNEL,GI,1-1/4" | PAA | ZMEC | Not ordered | 10200798 | NO
MM07 | 10200800 | X | M | EICAF5917 | CONDUIT,PVC COATED,MYERS HUB,2" | EA | ZMEC | Not ordered | NO | NO
MM07 | 10200801 | X | M | EICAF5880 | CONNECTOR,LIQUID TIGHT CONDUIT,3",W/GND | EA | ZMEC | Not ordered | NO | NO
MM05 | 10200802 | X | M | EIFST1321 | BOLT,MACHINE,A307 GRB,FULL TRD,1/2"X80MM | EA | ZMEC | Not ordered | NO | NO
MM28 | 10200803 | X | M | EIINU0034 | VALVE,BALVE,SWAGELOK,SS-43GS8 | EA | ZMEC | Not ordered | NO | NO
MM28 | 10200804 | X | M | EIINU0035 | VALVE,SOLENOID,2WAY,304SS,ASCO,8210G03 | EA | ZMEC | Not ordered | NO | NO
MM05 | 10200805 | NO | M | EIFST0610 | LOCK NUT,GALVANIZED,1.1/4" | EA | ZMEC | Not ordered | 10200805 | NO
MM05 | 10200806 | X | M | EIFST0616 | BOLT,MACHINE,M16x70mm,W/HEAVY DUTY HEX | EA | ZMEC | Not ordered | NO | NO
MM05 | 10200807 | X | M | EIFST1311 | BOLT,HEXAGONAL HEAD,GI,M14x50mm | EA | ZMEC | Not ordered | NO | NO
MM07 | 10200808 | X | M | EIINU0030 | UNION,BULKHEAD,SS316,12MM OD,BCM12-316 | EA | ZMEC | Not ordered | NO | NO
MM07 | 10200809 | X | M | EILSY0048 | TORCH,MAR HAND,W/CONTROL ADAPTOR 6 M LG | EA | ZMEC | Not ordered | NO | NO
MM07 | 10200810 | X | M | EILSY0047 | FIXED ADAPTOR,FOR TORCH | EA | ZMEC | Not ordered | NO | NO
MM07 | 10200811 | X | M | EIINU0029 | UNION,REDUCING,12MM X 6MM,M12RUM6-316 | EA | ZMEC | Not ordered | NO | NO
MM28 | 10200812 | X | M | EIINU0036 | VALVE,3WAY SOLENOID,316SS,ASCO,EV8327G04 | EA | ZMEC | Not ordered | NO | NO
MM28 | 10200813 | X | M | EIINU0032 | SEAT,1/4"NPT MALE KEL-F,4M-B6LJ2-SSP | EA | ZMEC | Not ordered | NO | NO
MM05 | 10200814 | X | M | EIFST0644 | TOP KNOB,M4 BOLT WITH NUTS. | EA | ZMEC | Not ordered | NO | NO
MM05 | 10200815 | X | M | EIFST0636 | U-BOLT,SS316,1/2"(13mm),WITH M6 NUT | EA | ZMEC | Not ordered | NO | NO
MM07 | 10200816 | X | M | EIFST0596 | ANCHOR,GALV.DROP IN,10X 40MM | EA | ZMEC | Not ordered | NO | NO
MM07 | 10200818 | X | M | EICON0258 | CONNECTOR,FLEXIBLE,WITH GROUND,3/4" | EA | ZMEC | Not ordered | NO | NO
MM05 | 10200820 | NO | M | EIFST0559 | NUT,SPRING,GALVANIZED,12mm | EA | ZMEC | Not ordered | 10200820 | NO
MM05 | 10200821 | NO | M | EIFST0560 | NUT,SPRING,GALVANIZED IRON,6mm | EA | ZMEC | Not ordered | 10200821 | NO
MM05 | 10200822 | NO | M | EIFST0564 | NUT,SPRING,SS316,8mm | EA | ZMEC | Not ordered | 10200822 | NO
MM05 | 10200823 | X | M | EIFST0571 | BOLT,SS,5x50,W/NUT,1 PLAIN&SPRING WASHER | EA | ZMEC | Not ordered | NO | NO
MM05 | 10200824 | X | M | EIFST0561 | NUT,SPRING,GALVANIZED IRON,8mm | EA | ZMEC | Not ordered | NO | NO
MM07 | 10200825 | X | M | EICON0419 | REDUCER,RGS,1-1/2x3/4" | EA | ZMEC | Not ordered | NO | NO
MM07 | 10200826 | X | M | EICON0318 | CONDULET,LB - SIZE: 3/4",PVC COATED | EA | ZMEC | Not ordered | NO | NO
MM07 | 10200827 | X | M | EICAF5994 | FLANGE,1-1/2",CL150,FF,A105,SLIP ON | EA | ZMEC | Not ordered | NO | NO
MM07 | 10200829 | NO | M | EICAF3894 | CONDUIT,LIQUID TIGHT,1",UL LISTED | RL | ZMEC | Not ordered | 10200829 | NO
MM07 | 10200831 | X | M | MICAF0363 | SOCKOLET,6" X 1",A105,3000 | EA | ZMEC | Not ordered | NO | NO
MM07 | 10200832 | NO | M | EICON2406 | C-CLAMP,3/4",1 HOLE,ZINC PLATED | EA | ZMEC | Not ordered | 10200832 | NO
MM07 | 10200833 | X | M | EICON2405 | C-CLAMP,1",1 HOLE | EA | ZMEC | Not ordered | NO | NO
MM07 | 10200834 | X | M | EICAF3865 | CONDUIT,GALVANIZED IRON,3/4",3m | M | ZMEC | Not ordered | NO | NO
MM05 | 10200835 | NO | M | EIFST0556 | WASHER,FLAT,GALVANIZED,4mm | EA | ZMEC | Not ordered | 10200835 | NO
MM07 | 10200837 | X | M | EICAF3316 | OUTLET BODY,CONDUIT,LB,RGS,3/4" | EA | ZMEC | Not ordered | NO | NO
MM05 | 10200838 | NO | M | EIFST0574 | SCREW,SS,3x20mm | EA | ZMEC | Not ordered | 10200838 | NO
MM15 | 10200839 | X | M | EICAF2937 | PIPE,SEAMLESS,4",A106,PE,STD,6mLG | M | ZMEC | Not ordered | NO | NO
MM05 | 10200840 | NO | M | EIFST0573 | SCREW,SS,2x20mm | EA | ZMEC | Not ordered | 10200840 | NO
MM05 | 10200841 | NO | M | EIFST0551 | BOLT,HEXAGONAL HEAD,HDG,8x25mm | EA | ZMEC | Not ordered | 10200841 | NO
MM07 | 10200842 | X | M | EICAF3315 | OUTLET BODY,CONDUIT,LL,RGS,3/4" | EA | ZMEC | Not ordered | NO | NO
MM05 | 10200844 | NO | M | EIFST0436 | U-BOLT,GALVANIZED,1" x 8mm | EA | ZMEC | Not ordered | 10200844 | NO
MM07 | 10200845 | X | M | EICAF4279 | COUPLING,A182-F 304L,ANSI 3000,SW,1/2" | EA | ZMEC | Not ordered | NO | NO
MM07 | 10200846 | NO | M | EICAF3853 | CLAMP,UNISTRUT CHANNEL,GI,3" | PAA | ZMEC | Not ordered | 10200846 | NO
MM07 | 10200848 | X | M | MICAF0192 | FLANGE,1-1/2",A105,CL150,SLIP ON,RF | EA | ZMEC | Not ordered | NO | NO
MM07 | 10200849 | X | M | MISCM0247 | PLATE,STEEL,20MM THK,MILD CS,1.2M X 2.4M | EA | ZMEC | Not ordered | NO | NO
MM28 | 10200850 | X | M | MITUF0065 | VALVE,BALL,1/4",3WAY,SWAGELOK,SS-43GXLS4 | EA | ZMEC | Not ordered | NO | NO
MM07 | 10200851 | X | M | MWMEW0550 | SHIELD,SAFETY,2",F/150 LB FLANGE JOINT | EA | ZMEC | Not ordered | NO | NO
MM15 | 10200852 | X | M | MWMEW0086 | HOSE,BRAIDE,2",1.5 M,SUIT TO 50 NB PIPE | M | ZMEC | Not ordered | NO | NO
MM28 | 10200853 | X | M | MWMEW0551 | SHIELD,SAFETY,1",F/150 LB VALVE BONNET | EA | ZMEC | Not ordered | NO | NO
MM17 | 10200854 | NO | M | MWPAR0002 | PUMP ASSY,WATER,DOOSAN,400921-00016 | EA | ZMEC | Not ordered | 10200854 | 10200854
MM15 | 10200855 | X | M | MWMEW0543 | PIPE,LINE,1"x747mm,CS,A53-B-PTFE,STD | EA | ZMEC | Not ordered | NO | NO
MM07 | 10200856 | X | M | EICAF4294 | CHANNEL,UNISTRUT,RGS,PVC,41X 41MMX10FT | EA | ZMEC | Not ordered | NO | NO
MM07 | 10200857 | X | M | MISCM0243 | PLATE,STEEL,45MM THK,MILD CS,1.2M X 2.4M | EA | ZMEC | Not ordered | NO | NO
MM07 | 10200858 | X | M | MISCM0244 | PLATE,STEEL,32MM THK,MILD CS,1.2M X 2.4M | EA | ZMEC | Not ordered | NO | NO
MM07 | 10200859 | X | M | MISCM0245 | PLATE,STEEL,30MM THK,MILD CS,1.2M X 2.4M | EA | ZMEC | Not ordered | NO | NO
MM07 | 10200861 | X | M | MISCM0258 | WELDOLET,CS,BW,2X18,A105SP-97,STD,XS-80 | EA | ZMEC | Not ordered | NO | NO
MM32 | 10200863 | X | M | MWMEW0006 | BELT,COMPRESSOR,02117-91023 | M | ZMEC | Not ordered | NO | NO
MM15 | 10200864 | X | M | MWMEW0535 | PIPE,LINE,1"x3634mm,CS,A53-B-PTFE,STD | EA | ZMEC | Not ordered | NO | NO
MM15 | 10200865 | X | M | MWMEW0536 | PIPE,LINE,1"x840mm,CS,A53-B-PTFE,STD | EA | ZMEC | Not ordered | NO | NO
MM15 | 10200866 | X | M | MWMEW0549 | PIPE,LINE,1"x1677mm,CS,A53-B-PTFE,STD | EA | ZMEC | Not ordered | NO | NO
MM15 | 10200867 | X | M | MWMEW0555 | PIPE,LINE,1"x136mm,CS,A53-B PTFE,STD | EA | ZMEC | Not ordered | NO | NO
MM11 | 10200869 | X | M | MWPAR0078 | HOSE,CHARGING,FOR A/C,# 36 | M | ZMEC | Not ordered | NO | NO
MM07 | 10200870 | X | M | MITUF0008 | FITTING,RED.,3/4"NPTX1/2",SS316,SWAGELOK | EA | ZMEC | Not ordered | NO | NO
MM07 | 10200871 | X | M | OSOFC0880 | COUPLING,CPVC,2",ONE SIDE WITH THREAD | EA | ZMEC | Not ordered | NO | NO
MM15 | 10200872 | X | M | EICAF4436 | PIPE,CONDUIT,PVC COATED,1"X3MTR | EA | ZMEC | Not ordered | NO | NO
MM15 | 10200873 | X | M | MWMEW0553 | PIPE,LINE,2"x2873mm,CS,A53-B-PTFE,STD | EA | ZMEC | Not ordered | NO | NO
MM07 | 10200875 | X | M | MITUF0013 | ELBOW,A105,#3000,ASMEB16.11,1'',FNPT,GAL | EA | ZMEC | Not ordered | NO | NO
MM26 | 10200876 | X | M | MITUF0009 | TUBE,SS,8MM X 0.035 THICK X 6 MTR | EA | ZMEC | Not ordered | NO | NO
MM07 | 10200877 | X | M | MITUF0033 | CONNECTOR,1" MALE NPTX 3/4"TUBE,SWAGELOK | EA | ZMEC | Not ordered | NO | NO
MM28 | 10200878 | X | M | MITUF0056 | VALVE,BALL,PARKER,M6A-B6LJ2-SS-P | EA | ZMEC | Not ordered | NO | NO
MM07 | 10200880 | X | M | MWMEW0507 | ELBOW,1-1/2",SS304L,SW,CL3000,A182,90DEG | EA | ZMEC | Not ordered | NO | NO
MM28 | 10200881 | X | M | MITUF0927 | VALVE,CHECK,CS,SW,3/4"DIA,CL800 | EA | ZMEC | Not ordered | NO | NO
MM07 | 10200882 | X | M | MWMEW0506 | NIPPLE,SWAGE,CONC,2x3/4",40S,SS304L,A403 | EA | ZMEC | Not ordered | NO | NO
MM07 | 10200883 | X | M | MWMEW0214 | REDUCER,RGS;1x1/2",M/F | EA | ZMEC | Not ordered | NO | NO
MM07 | 10200884 | X | M | MWMEW0306 | CONNECTOR,1/4"TUBE X 1/8"MNPT,SS-400-1-2 | EA | ZMEC | Not ordered | NO | NO
MM28 | 10200885 | X | M | MWMEW0187 | VALVE,GATE,CS,SW,3/4"NPT,CL800,ASTM A105 | EA | ZMEC | Not ordered | NO | NO
MM15 | 10200886 | X | M | MWMEW0542 | PIPE,LINE,1"x2711mm,CS,A53-B-PTFE,STD | EA | ZMEC | Not ordered | NO | NO
MM05 | 10200887 | X | M | MITUF0838 | CLAMP,SINGLETUBING,1/2",SS316,W/BOLT&NUT | EA | ZMEC | Not ordered | NO | NO
MM07 | 10200888 | X | M | MITUF0782 | ELBOW,CS,1",45DEG,SW,CL3000 | EA | ZMEC | Not ordered | NO | NO
MM15 | 10200889 | X | M | MITUF0793 | PIPE,SEAMLESS,1",PE,A53B,SCH80 | M | ZMEC | Not ordered | NO | NO
MM07 | 10200890 | X | M | MITUF0977 | FLANGE,1",A182 F304,#150,SW,SCH80,RF | EA | ZMEC | Not ordered | NO | NO
MM28 | 10200891 | X | M | MITUF0057 | VALVE,BALL,PARKER,M12A-B8LJ2-SS-P | EA | ZMEC | Not ordered | NO | NO
MM07 | 10200892 | X | M | MWMEW0500 | FLANGE,4",WN,A105,CL150,RF,CS,SCH40 | EA | ZMEC | Not ordered | NO | NO
MM07 | 10200893 | X | M | MWMEW0530 | ELBOW,2",45DEG,HDPE SDR9 MOULDED/L-019 | EA | ZMEC | Not ordered | NO | NO
MM28 | 10200895 | X | M | MWMEW0525 | VALVE,CHECK,1",DI,A395,CL150,RF,PTFE LND | EA | ZMEC | Not ordered | NO | NO
MM15 | 10200896 | X | M | MWMEW0541 | PIPE,LINE,1"x722mm,CS,A53-B-PTFE,STD | EA | ZMEC | Not ordered | NO | NO
MM07 | 10200897 | X | M | MITUF0652 | BREATHER,DRAIN,SS316,1/2" | EA | ZMEC | Not ordered | NO | NO
MM07 | 10200898 | X | M | MWMEW0495 | BUSHING,REDUCER,3/4"x1/2",MI,CL150,SCH40 | EA | ZMEC | Not ordered | NO | NO
MM07 | 10200899 | X | M | MWMEW0522 | TEE,FLANGED,1",DI,A395,CL150,RF,PTFE LND | EA | ZMEC | Not ordered | NO | NO
MM15 | 10200900 | X | M | MWMEW0548 | PIPE,LINE,1"x211mm,CS,A53-B-PTFE,STD | EA | ZMEC | Not ordered | NO | NO
MM28 | 10200901 | X | M | MITUF0918 | VALVE,CONCEALED,3/4" | EA | ZMEC | Not ordered | NO | NO
MM01 | 10200902 | X | M | MWMEW0066 | MAIN BEARING SET,DEUTZ,0427-0238 | EA | ZMEC | Not ordered | NO | NO
MM31 | 10200904 | NO | M | NICON0351 | FILTER,OIL,BALDWIN,B228,OD76.2xL88.9mm | EA | ZMEC | Not ordered | 10200904 | NO
MM31 | 10200905 | X | M | NICON0352 | FILTER,OIL,BALDWIN,B7125,OD93.7xL146.1mm | EA | ZMEC | Not ordered | NO | NO
MM07 | 10200906 | X | M | MISCM0252 | FLAT BAR,10MM THK,32 MM,CS,A36M DR EN 10 | EA | ZMEC | Not ordered | NO | NO
MM15 | 10200907 | X | M | MWMEW0532 | PIPE,LINE,1"x6000mm,CS,A53-B-PTFE,STD | EA | ZMEC | Not ordered | NO | NO
MM07 | 10200908 | X | M | MISCM0251 | ANGLE BAR,L90X90X6 STEEL,EN10025 GR S275 | M | ZMEC | Not ordered | NO | NO
MM07 | 10200909 | X | M | MWMEW0088 | NIPPLE,PIPE,SMLS,1"x100mm,A106B,SCH160 | EA | ZMEC | Not ordered | NO | NO
MM15 | 10200910 | X | M | MWMEW0519 | PIPE,LINE,2"x1218mm,CS,A53-B,STD,CL150 | EA | ZMEC | Not ordered | NO | NO
MM05 | 10200911 | X | M | MITUF0904 | STUD BOLT,3/4"X100MM,W/WASR,A193-B7,A194 | EA | ZMEC | Not ordered | NO | NO
MM10 | 10200913 | X | M | MWMEW0036 | SEAL,REAR CRANKSHAFT,T2418F701 | EA | ZMEC | Not ordered | NO | NO
MM07 | 10200914 | X | M | MWMEW0531 | CAP,2",HDPE,SDR 9 MOULDED PER L-019 | EA | ZMEC | Not ordered | NO | NO
MM07 | 10200915 | X | M | MWMEW0067 | CONNECTING ROD,DEUTZ,0428-7601 | EA | ZMEC | Not ordered | NO | NO
MM07 | 10200916 | X | M | MWMEW0466 | TEE,SS,1/2",ASTM A182 F304 | EA | ZMEC | Not ordered | NO | NO
MM15 | 10200917 | X | M | MWMEW0528 | PIPE,2",HDPE,SDR 9 PER SPEC L-019 | EA | ZMEC | Not ordered | NO | NO
MM15 | 10200918 | X | M | MWMEW0545 | PIPE,LINE,1"x75mm,CS,A53-B-PTFE,STD | EA | ZMEC | Not ordered | NO | NO
MM07 | 10200919 | X | M | MITUF0910 | COUPLING,SS,#3000,A182 GR.304L,NPT,1/2" | EA | ZMEC | Not ordered | NO | NO
MM07 | 10200920 | X | M | MISCM0253 | FLAT BAR,8MM THK,30MM WD,CS,ASTM A36M | EA | ZMEC | Not ordered | NO | NO
MM07 | 10200922 | X | M | MWMEW0449 | ELBOW,4'',45DEG,LR,BW,SCH40,A403 WP304 | EA | ZMEC | Not ordered | NO | NO
MM15 | 10200923 | X | M | MWMEW0533 | PIPE,LINE,1"x4361mm,CS,A53-B-PTFE,STD | EA | ZMEC | Not ordered | NO | NO
MM15 | 10200924 | X | M | MWMEW0538 | PIPE,LINE,1"x3568mm,CS,A53-B-PTFE,STD | EA | ZMEC | Not ordered | NO | NO
MM15 | 10200925 | X | M | MWMEW0547 | PIPE,LINE,1"x1289mm,CS,A53-B-PTFE,STD | EA | ZMEC | Not ordered | NO | NO
MM07 | 10200926 | X | M | MISCM0241 | ANGLE,EQUAL,STRUCTURAL STEEL,L200X200X20 | M | ZMEC | Not ordered | NO | NO
MM07 | 10200928 | X | M | MWMEW0453 | ELBOW,2",SS,LR,90DEG,SCH40 | EA | ZMEC | Not ordered | NO | NO
MM07 | 10200929 | X | M | MWMEW0521 | ELBOW,FLANGED,2",DI,A395,90DEG,CL150,RF | EA | ZMEC | Not ordered | NO | NO
MM21 | 10200930 | X | M | MISCM0233 | SHEET,CS,8' X 4' X 12MM | EA | ZMEC | Not ordered | NO | NO
MM07 | 10200931 | X | M | MISCM0237 | ROUND BAR,6M LONG,12MM | EA | ZMEC | Not ordered | NO | NO
MM07 | 10200933 | X | M | MISCM0165 | ANGLE BAR,GALVANIZE,50X50X5MM,6M LG | M | ZMEC | Not ordered | NO | NO
MM07 | 10200934 | X | M | MISCM0249 | FLAT BAR,5MM THK,1/2",CS,A36M OR EN10025 | EA | ZMEC | Not ordered | NO | NO
MM07 | 10200935 | X | M | MITUF0571 | REDUCER,CONCENTRIC,2"x1",CL3000,A105,SW | EA | ZMEC | Not ordered | NO | NO
MM28 | 10200936 | X | M | MITUF0739 | VALVE,BALL,CL3000,CS,1/2",SCR | EA | ZMEC | Not ordered | NO | NO
MM07 | 10200937 | X | M | MITUF0842 | CLAMP,SINGLE TUBING,SS316,1/4",W/BOLT | EA | ZMEC | Not ordered | NO | NO
MM05 | 10200938 | X | M | MWMEW0361 | SPRING NUT+BOLT,8MM,W/WASHER,GALVANIZED | EA | ZMEC | Not ordered | NO | NO
MM07 | 10200939 | X | M | MWMEW0372 | ELBOW,1",90DEG,3000#,SW,A182 F304 | EA | ZMEC | Not ordered | NO | NO
MM07 | 10200941 | X | M | MWMEW0504 | COUPLING,2",SA 3000,SS304 | EA | ZMEC | Not ordered | NO | NO
MM15 | 10200942 | X | M | MWMEW0505 | PIPE,LINE,2"x886mm,CS,STD,A53-B,CL150 | EA | ZMEC | Not ordered | NO | NO
MM07 | 10200943 | X | M | MWMEW0526 | SHIELD,SAFETY,1",F/150LB FLANGED JOINT | EA | ZMEC | Not ordered | NO | NO
MM15 | 10200944 | X | M | MWMEW0544 | PIPE,LINE,1"x1222mm,CS,A53-B-PTFE,STD | EA | ZMEC | Not ordered | NO | NO
MM01 | 10200945 | X | M | MWMEW0025 | MAIN BEARING,DOOSAN,65.01110-6351 | EA | ZMEC | Not ordered | NO | NO
MM07 | 10200946 | X | M | MWMEW0523 | REDUCER,CONCENTRIC,2x1",DI,A395,CL150,RF | EA | ZMEC | Not ordered | NO | NO
MM15 | 10200947 | X | M | MWMEW0537 | PIPE,LINE,1"x700mm,CS,A53-B-PTFE,STD | EA | ZMEC | Not ordered | NO | NO
MM07 | 10200948 | X | M | MISCM0175 | ANGLE BAR,HDG,50x50x6mm THK x 6m | M | ZMEC | Not ordered | NO | NO
MM07 | 10200949 | X | M | MWMEW0510 | SWAGE NIP.,CONC,1-1/2X1-1/4",BLE,TSE,40S | EA | ZMEC | Not ordered | NO | NO
MM15 | 10200950 | X | M | MWMEW0540 | PIPE,LINE,1"x942mm,CS,A53-B-PTFE,STD | EA | ZMEC | Not ordered | NO | NO
MM28 | 10200951 | X | M | MICAF0283 | VALVE,2",BALL,A216 WCB,CL150 | EA | ZMEC | Not ordered | NO | NO
MM14 | 10200953 | NO | M | CNCON0164 | SAND PAPER,GRADE 60 | EA | ZMEC | Not ordered | 10200953 | NO
MM07 | 10200955 | X | M | MWMEW0508 | NIPPLE,SWAGE,CONCENTRIC,2x1-1/2",BBE,40S | EA | ZMEC | Not ordered | NO | NO
MM15 | 10200956 | X | M | MWMEW0539 | PIPE,LINE,1"x1655mm,CS,A53-B-PTFE,STD | EA | ZMEC | Not ordered | NO | NO
MM28 | 10200957 | X | M | MWMEW0524 | VALVE,PLUG,1",DI,A395,CL150,RF,WO,PTFE | EA | ZMEC | Not ordered | NO | NO
MM11 | 10200958 | NO | M | TLCON0098 | PURGING HOSE,FOR ARGON TIG TORCH,6mm | RL | ZMEC | Not ordered | 10200958 | NO
MM15 | 10200959 | X | M | MWMEW0546 | PIPE,LINE,1"x562mm,CS,A53-B-PTFE,STD | EA | ZMEC | Not ordered | NO | NO
MM07 | 10200960 | X | M | MICAF0264 | SWAGE NIPPLE,SMLS,3/4x1/2",A234-WPB,CONC | EA | ZMEC | Not ordered | NO | NO
MM28 | 10200961 | X | M | MITUF0948 | VALVE,GATE,1",800#,SW,CS,W/13CR TRIM HF | EA | ZMEC | Not ordered | NO | NO
MM07 | 10200963 | X | M | MWMEW0520 | ELBOW,FLANGED,1",DI,A395,90DEG,CL150,RF | EA | ZMEC | Not ordered | NO | NO
MM07 | 10200965 | X | M | EIELA0172 | ELBOW,90DEG,OUT SIDE,TRAY:100X150,HDG | EA | ZMEC | Not ordered | NO | NO
MM07 | 10200966 | NO | M | EICAF4593 | CLAMP,HANGALVANIZED IRONNG PIPE,GI,2" | EA | ZMEC | Not ordered | 10200966 | NO
MM06 | 10200967 | X | M | EICON2874 | FILTER,OIL,FOR 70TON CRANE | EA | ZMEC | Not ordered | NO | NO
MM07 | 10200968 | X | M | EIELA0196 | NIPPLE,CS,1/2"x4",A106,SCH80 | EA | ZMEC | Not ordered | NO | NO
MM05 | 10200970 | NO | M | EIFST0147 | U-BOLT,HOT DIP GALVANIZED,3/4" | EA | ZMEC | Not ordered | 10200970 | NO
MM15 | 10200971 | X | M | MICAF0697 | PIPE,CARBON STEEL,2",6m LG | EA | ZMEC | Not ordered | NO | NO
MM07 | 10200973 | X | M | MICAF0352 | WELDOLET,CS,8" X 6",A105,BW | EA | ZMEC | Not ordered | NO | NO
MM07 | 10200974 | X | M | MICAF0355 | WINDOW CLAMP,GI,WITH POINTED BOLTS | EA | ZMEC | Not ordered | NO | NO
MM15 | 10200975 | X | M | MICAF0356 | PIPE,CONDUIT,RGS,3/4",3MTRS/LENGTH | M | ZMEC | Not ordered | NO | NO
MM31 | 10200976 | NO | M | EICON2908 | FILTER,LUBE OIL,YONGLI,65.05510.5020 | EA | ZMEC | Not ordered | 10200976 | NO
MM06 | 10200977 | X | M | EICON2960 | FILTER,OIL,MILLER,067265 | EA | ZMEC | Not ordered | NO | NO
MM29 | 10200978 | X | M | EICON2977 | LUBRICANT (GREASE),ELECTRICAL CONDUCTIVE | EA | ZMEC | Not ordered | NO | NO
MM30 | 10200979 | X | M | EICON2225 | ELECTRODE,WEL,E7018OK48.00,2.5X350MM/4VP | EA | ZMEC | Not ordered | NO | NO
MM07 | 10200980 | NO | M | EICAF0318 | BEND,GALVANIZED IRON,L90,4" | EA | ZMEC | Not ordered | 10200980 | NO
MM03 | 10200981 | NO | M | EICON1513 | EMERY CLOTH,WD 2"x50m | RL | ZMEC | Not ordered | 10200981 | NO
MM07 | 10200982 | X | M | MICAF0364 | SOCKOLET,6"x2",A105,CL3000,SW | EA | ZMEC | Not ordered | NO | NO
MM28 | 10200983 | X | M | MICAF1089 | VALVE,GATE,CL 800,FCS,3/4" | EA | ZMEC | Not ordered | NO | NO
MM05 | 10200984 | X | M | EICAF4132 | STUD BOLT,5/8"X83MM,A193-B7 W/2 HVY HEX | EA | ZMEC | Not ordered | NO | NO
MM06 | 10200985 | X | M | EICON2873 | FILTER,OIL,FOR 60 TON CRANE | EA | ZMEC | Not ordered | NO | NO
MM30 | 10200986 | X | M | EICON3081 | ELECTRODE,WELDING,AWS E7018,2.5x350mm | EA | ZMEC | Not ordered | NO | NO
MM07 | 10200987 | NO | M | EICON3099 | REDUCER,GI,1-1/2x3/4" | EA | ZMEC | Not ordered | 10200987 | NO
MM07 | 10200988 | X | M | EICON3203 | NIPPLE,CONDUIT,CLOSE,1/2" | EA | ZMEC | Not ordered | NO | NO
MM28 | 10200989 | X | M | EICON3217 | VALVE,BALL,1/2",BRASS,LEVER TYPE | EA | ZMEC | Not ordered | NO | NO
MM07 | 10200990 | X | M | EICON3270 | STEEL COVER,2"x4" | EA | ZMEC | Not ordered | NO | NO
MM07 | 10200991 | X | M | EICON3287 | ADAPTOR,MALE,CARLON,PVC,2" | EA | ZMEC | Not ordered | NO | NO
MM07 | 10200992 | NO | M | EICON3314 | COUPLING,RGS,2" | EA | ZMEC | Not ordered | 10200992 | NO
MM07 | 10200993 | NO | M | EICON3315 | CLAMP,GI,1",2 HOLE,UL-LISTED,FOR EMT | EA | ZMEC | Not ordered | 10200993 | NO
MM07 | 10200994 | NO | M | EICON3316 | CLAMP,GI,1-1/4",2 HOLE,UL-LISTED,FOR EMT | EA | ZMEC | Not ordered | 10200994 | NO
MM07 | 10200995 | NO | M | EICON3317 | CLAMP,GI,2",2 HOLE,UL-LISTED,FOR EMT | EA | ZMEC | Not ordered | 10200995 | NO
MM05 | 10200996 | X | M | EICAF5876 | BOLT,ANCHOR,GI,20DIAx300LGmm,W/NUT&WASHR | EA | ZMEC | Not ordered | NO | NO
MM07 | 10200997 | X | M | EICON3318 | CLAMP,GI,1",2 HOLE,FOR RGS PIPE | EA | ZMEC | Not ordered | NO | NO
MM07 | 10200998 | NO | M | EICON3319 | CLAMP,GI,1-1/4",2 HOLE,FOR RGS PIPE | EA | ZMEC | Not ordered | 10200998 | NO
MM07 | 10201000 | X | M | EICON3501 | LONG NIPPLE,GI,3/4" | EA | ZMEC | Not ordered | NO | NO
MM20 | 10201001 | NO | M | EICON2396 | GLOVE,MECHANICAL,HEAVY DUTY,PAKISTAN | PAA | ZMEC | Not ordered | 10201001 | NO
MM05 | 10201002 | X | M | MICAF0671 | BOLT,STUD,1/2"x80mm LG,A193 GR.B7,W/NUT | EA | ZMEC | Not ordered | NO | NO
MM05 | 10201003 | NO | M | EIFST0530 | U-BOLT,1/2",HOT DIPPED GALVANIZED,W/NUT | SET | ZMEC | Not ordered | 10201003 | NO
MM05 | 10201004 | X | M | EIFST0541 | U-BOLT,HDG,2"x8mmDIA | EA | ZMEC | Not ordered | NO | NO
MM13 | 10201005 | X | M | EICON2648 | GREASE 4000 SILICON,100ML | ML | ZMEC | Not ordered | NO | NO
MM05 | 10201006 | X | M | EICON1054 | SCREW,SELF DRILLING,6MM X 1" | EA | ZMEC | Not ordered | NO | NO
MM07 | 10201007 | X | M | EICON0993 | SEALING FITTING,EYS 5,1-1/2",PVC COATED | EA | ZMEC | Not ordered | NO | NO
MM30 | 10201009 | NO | M | EICON2130 | ELECTRODE,WELDING,LINCOLN,E7018,2.5x350 | KG | ZMEC | Not ordered | 10201009 | NO
MM07 | 10201010 | X | M | EICAF4627 | END PLUG,THREADED,GI,3/4" | EA | ZMEC | Not ordered | NO | NO
MM07 | 10201011 | NO | M | MICAF0695 | COUPLING,PVC,2",SCH 80 | EA | ZMEC | Not ordered | NO | NO
MM05 | 10201012 | NO | M | EIFST0542 | U-BOLT,HOT DIP GALVANIZED,2.1/2"x8mm | EA | ZMEC | Not ordered | 10201012 | NO
MM30 | 10201013 | NO | M | EICON1787 | ELECTRODE,WELDING,E7018,3.2x350mm,MEDIUM | EA | ZMEC | Not ordered | NO | NO
MM07 | 10201017 | X | M | MICAF0795 | FLANGE,2",A105,ASME 600,WN,SCH80,RF | EA | ZMEC | Not ordered | NO | NO
MM10 | 10201018 | X | M | MICAF0797 | GASKET,SPW,2",CL600,RF,SS304,GRAPHITE | EA | ZMEC | Not ordered | NO | NO
MM05 | 10201019 | NO | M | MICAF0799 | STUD BOLT+NUT,5/8"X95MM,A193 B7,A194 2H | EA | ZMEC | Not ordered | NO | NO
MM10 | 10201020 | X | M | MICAF0804 | GASKET,SPIRAL WOUND,8",SS304,CL300,RF | EA | ZMEC | Not ordered | NO | NO
MM07 | 10201021 | X | M | MICAF0813 | ECCENTRIC REDUCER,SMLS,6x3",A234-WPB | EA | ZMEC | Not ordered | NO | NO
MM05 | 10201023 | X | M | MICAF0822 | NUT BOLT,SS,8x50mm,WITH WASHER | EA | ZMEC | Not ordered | NO | NO
MM05 | 10201024 | X | M | MICAF0835 | STUD BOLT,5/8"x165mm LG,A193 GR.B7,W/NUT | EA | ZMEC | Not ordered | NO | NO
MM28 | 10201025 | X | M | MICAF0842 | VALVE,GATE,3/4",A105N,SW,CL800 | EA | ZMEC | Not ordered | NO | NO
MM15 | 10201026 | X | M | MICAF0847 | PIPE,CS,1/2",SCH80,6m LG,SMLS,A53-B | M | ZMEC | Not ordered | NO | NO
MM15 | 10201027 | X | M | MICAF0864 | PIPE,2",CS,A105,GRADE B,SCH 40 | EA | ZMEC | Not ordered | NO | NO
MM05 | 10201028 | X | M | MICAF0918 | CLAMP,HOLDING,W/SPRING NUT & BOLT,12MM2 | EA | ZMEC | Not ordered | NO | NO
MM07 | 10201029 | X | M | MICAF0922 | ELBOW,1/2",90 DEG,SW,3000#,ASTM A105 | EA | ZMEC | Not ordered | NO | NO
MM15 | 10201030 | X | M | MICAF0923 | PIPE,SMLS,CS,3/4",SCH 80,A106 GR.B,6m | M | ZMEC | Not ordered | NO | NO
MM05 | 10201031 | X | M | MICAF0939 | BOLT,ANCHOR,M20X400MM,W/2NUT&WASHER,A307 | EA | ZMEC | Not ordered | NO | NO
MM15 | 10201033 | X | M | MICAF1010 | PIPE,SCH. 80,GALVANIZED,1" | EA | ZMEC | Not ordered | NO | NO
MM15 | 10201034 | X | M | MICAF1041 | NIPPLE,PIPE,3/4",A53-B,SCH.80,PBE,100MM | EA | ZMEC | Not ordered | NO | NO
MM07 | 10201035 | X | M | MICAF1043 | TEE,RED.,1"X3/4",3000#,SW,A182F304/304L | EA | ZMEC | Not ordered | NO | NO
MM07 | 10201036 | X | M | MICAF1070 | ELBOW,3/4",45DEG,3000,SW,CS,A105,B16.11 | EA | ZMEC | Not ordered | NO | NO
MM07 | 10201037 | X | M | MICAF1073 | SOCKOLET,4"X3/4",3000,CS,A105,MSS SP-97 | EA | ZMEC | Not ordered | NO | NO
MM07 | 10201038 | X | M | MICAF1074 | SOCKOLET,3000,CS,A105,MSSSP-97,2''X3/4'' | EA | ZMEC | Not ordered | NO | NO
MM15 | 10201043 | X | M | MICAF0978 | PIPE,10",A53B,SMLS,BE,STD | EA | ZMEC | Not ordered | NO | NO
MM07 | 10201044 | X | M | EICON2854 | SEALING FITTING EYS,PVC COATED,3/4" | EA | ZMEC | Not ordered | NO | NO
MM07 | 10201045 | X | M | EICON1274 | CONDUIT,RGS,1-1/2",3 MTR/LG | EA | ZMEC | Not ordered | NO | NO
MM26 | 10201046 | NO | M | EICON2296 | SILICON TUBE,CLEAR | EA | ZMEC | Not ordered | 10201046 | 10201046
MM05 | 10201047 | X | M | EIFST0548 | BOLT NUT,HEX,6 X 35MM,W/FLAT WASHER | EA | ZMEC | Not ordered | NO | NO
MM07 | 10201049 | X | M | EIELA0191 | FITTING,ANGLE,90DEG,100X153X8MM,4HOLEX12 | EA | ZMEC | Not ordered | NO | NO
MM05 | 10201052 | NO | M | EIFST0550 | NUT,HEX,GALVANIZED,6mm | EA | ZMEC | Not ordered | 10201052 | NO
MM15 | 10201054 | X | M | EICAF4433 | PIPE,CONDUIT,PVC COATED,2-1/2"X3MTRS. | EA | ZMEC | Not ordered | NO | NO
MM05 | 10201055 | X | M | EIFST0036 | U-BOLT,SS,2"x12mmTHK,W/NUT,WASHER | EA | ZMEC | Not ordered | NO | NO
MM07 | 10201056 | X | M | MICAF0380 | END CAP,CARBON STEEL,1" | EA | ZMEC | Not ordered | NO | NO
MM05 | 10201057 | X | M | EIFST0515 | BOLT,ANCHOR,12 X 50MM | EA | ZMEC | Not ordered | NO | NO
MM07 | 10201058 | X | M | EICAF5136 | SWAGE NIPPLE,CS,1"x1/2",SCH.80 | EA | ZMEC | Not ordered | NO | NO
MM07 | 10201059 | X | M | EICAF3703 | JOINT,CROSS/TEE,42 X 42 X 2.6MM THK | EA | ZMEC | Not ordered | NO | NO
MM07 | 10201061 | X | M | EICAF5571 | CONDUIT,PVC,3"DIA,SCH40,3m | M | ZMEC | Not ordered | NO | NO
MM28 | 10201062 | X | M | EICAF4534 | VALVE,BALL,1/4",SS316L,SS-42GS4 | EA | ZMEC | Not ordered | NO | NO
MM05 | 10201063 | X | M | EICAF3852 | CLAMP,UNISTRUT CHANNEL,GI,2-1/2" | PAA | ZMEC | Not ordered | NO | NO
MM07 | 10201064 | X | M | EICAF4306 | BUSHING,RGS END,1-1/4" | EA | ZMEC | Not ordered | NO | NO
MM07 | 10201065 | X | M | EICAF4400 | CONNECTOR,MALE,SWAGELOK,SS-600-1-6,3/8" | EA | ZMEC | Not ordered | NO | NO
MM07 | 10201066 | NO | M | EICAF4401 | CONNECTOR,1/4"X1/4"MNPT,SS316,SWAGELOK | EA | ZMEC | Not ordered | NO | NO
MM07 | 10201067 | X | M | EICAF4432 | CHANNEL,UNISTRUT,40X40X3MM THK,3MTR | EA | ZMEC | Not ordered | NO | NO
MM07 | 10201068 | X | M | EICAF4527 | CONDUIT,RGS,1-1/2" END BUSHING,W/GROUND | EA | ZMEC | Not ordered | NO | NO
MM07 | 10201070 | X | M | EICAF4841 | FLANGE,8",A105,ANSI CL150,WN,RF-SMOOTH | EA | ZMEC | Not ordered | NO | NO
MM28 | 10201071 | X | M | EICAF4895 | VALVE,NEEDLE,SWAGELOK,SS316,1/2" | EA | ZMEC | Not ordered | NO | NO
MM07 | 10201072 | NO | M | EICAF4907 | CONNECTOR,MALE,SS316,1/2" OD x 1/4" MNPT | EA | ZMEC | Not ordered | NO | NO
MM07 | 10201073 | X | M | EICAF5133 | UNION,SOCKET WELD,CS,1/2",CL3000 | EA | ZMEC | Not ordered | NO | NO
MM07 | 10201074 | X | M | EICAF5151 | ELBOW,CS,SW,1",90DEG,CL3000,A105 | EA | ZMEC | Not ordered | NO | NO
MM07 | 10201075 | NO | M | EICAF5317 | UNION,REDUCING,SS316,1/4x1/2" | EA | ZMEC | Not ordered | 10201075 | NO
MM07 | 10201076 | X | M | EICAF5326 | TEE,EQUAL,SS,3/4",SCR,3000# | EA | ZMEC | Not ordered | NO | NO
MM07 | 10201077 | X | M | EICAF5335 | CONDUIT,RGS,PVC COATED,1.1/4",3m | M | ZMEC | Not ordered | NO | NO
MM07 | 10201079 | NO | M | EICAF5355 | UNION,REDUCING,SWAGELOK,M810614,1/2x1/4" | EA | ZMEC | Not ordered | 10201079 | NO
MM07 | 10201080 | NO | M | EICAF5357 | UNION,BULKHD RED,1/2X1/4",SS316L,SS81061 | EA | ZMEC | Not ordered | NO | NO
MM07 | 10201081 | NO | M | EICAF5383 | CLAMP,UNISTRUT CHANNEL,GI,1-1/4",W/BOLT | SET | ZMEC | Not ordered | 10201081 | NO
MM07 | 10201082 | NO | M | EICAF5384 | CLAMP,UNISTRUT CHANNEL,GI,2",W/ BOLT&NUT | SET | ZMEC | Not ordered | 10201082 | NO
MM07 | 10201083 | X | M | EICAF5530 | HUB,CONDUIT,1/2" | EA | ZMEC | Not ordered | NO | NO
MM05 | 10201084 | NO | M | EICAF5557 | LOCK NUT,GI,2",UL LISTED | EA | ZMEC | Not ordered | 10201084 | NO
MM07 | 10201085 | NO | M | EICAF5560 | CLAMP,UNISTRUT CHANNEL,GI,1.1/2",UL | EA | ZMEC | Not ordered | 10201085 | NO
MM07 | 10201087 | X | M | EICAF5576 | ADAPTOR,MALE,CARLON,PVC,2.1/2" DIA | EA | ZMEC | Not ordered | NO | NO
MM15 | 10201088 | X | M | EICAF5407 | PIPE,CPVC,3" | EA | ZMEC | Not ordered | NO | NO
MM07 | 10201091 | X | M | EICAF4398 | CLAMP,GROUNDING,COPPER,SIZE: 3/4" | EA | ZMEC | Not ordered | NO | NO
MM07 | 10201092 | X | M | EICAF3624 | UNION,RGS,PVC COATED,3/4" | EA | ZMEC | Not ordered | NO | NO
MM07 | 10201093 | NO | M | EICAF5385 | CLAMP,UNISTRUT CHANNEL,GI,4",W/BOLT&NUT | SET | ZMEC | Not ordered | 10201093 | NO
MM07 | 10201094 | X | M | EICAF3651 | PLATE,MS,20mmTHKx1.2x2.4m | EA | ZMEC | Not ordered | NO | NO
MM28 | 10201095 | X | M | EICAF4926 | VALVE,BUTTERFLY,WAFER,CL150,3",WCB,SS316 | EA | ZMEC | Not ordered | NO | NO
MM07 | 10201096 | X | M | EICAF4323 | ELBOW,CPVC,1-1/2",45DEG | EA | ZMEC | Not ordered | NO | NO
MM07 | 10201098 | X | M | EICAF4526 | CONDUIT,RGS,2-1/2",END BUSHING,W/GROUND | EA | ZMEC | Not ordered | NO | NO
MM07 | 10201101 | NO | M | EICAF3851 | CLAMP,UNISTRUT CHANNEL,GI,1" | PAA | ZMEC | Not ordered | 10201101 | NO
MM07 | 10201102 | X | M | EICAF4481 | FITTING,CONDUIT,LL TYP,3/4",ALUM,KILLARK | EA | ZMEC | Not ordered | NO | NO
MM07 | 10201103 | X | M | MIMEW0326 | PLATE,MS,4'x8'x20mm THK | EA | ZMEC | Not ordered | NO | NO
MM07 | 10201104 | X | M | CMTWE0020 | CONNECTOR,F4 1/2",HIFLEX N-FEMALE | EA | ZMEC | Not ordered | NO | NO
MM07 | 10201105 | NO | M | MIMEW0321 | ANGLE BAR,65 X 65 X 6MM X 6 MTRS | M | ZMEC | Not ordered | 10201105 | 10201105
MM07 | 10201107 | X | M | EICAF5080 | CONDUIT,WATER PROOF LIQUID TIGHT,1-1/2" | EA | ZMEC | Not ordered | NO | NO
MM07 | 10201108 | X | M | EICAF5400 | ELBOW,CPVC,4",45DEG | EA | ZMEC | Not ordered | NO | NO
MM07 | 10201109 | X | M | EICAF4525 | CONDUIT,RGS,3/4"X3 M,ONE END COUPLINGS | EA | ZMEC | Not ordered | NO | NO
MM07 | 10201111 | X | M | EICAF4608 | BUSHING REDUCER,2" x 3/4",PVC COATED | EA | ZMEC | Not ordered | NO | NO
MM28 | 10201112 | X | M | EICAF5867 | VALVE,GATE,1-1/2",CL800,A105,SW,OS&Y | EA | ZMEC | Not ordered | NO | NO
MM07 | 10201114 | X | M | EICON2808 | BAR,FLAT,HDG,100 x 5mm x 6m LONG | M | ZMEC | Not ordered | NO | NO
MM07 | 10201115 | X | M | EICAF3660 | TUBING,SS,1/2"X0.049X6 M,SANDVIK | EA | ZMEC | Not ordered | NO | NO
MM05 | 10201124 | NO | M | EIFST0584 | SCREW,PAN HEAD,GALVANIZED,4x25mm | EA | ZMEC | Not ordered | 10201124 | NO
MM05 | 10201125 | X | M | EIFST0603 | U BOLT,SS,3/4",W/ NUT | EA | ZMEC | Not ordered | NO | NO
MM10 | 10201126 | X | M | MICAF0769 | GASKET,SPIRAL WOUND,2",CS,CL300,B16.2 | EA | ZMEC | Not ordered | NO | NO
MM05 | 10201127 | NO | M | EIFST0554 | BOLT,HEXAGONAL HEAD,HDG,6x20mm | EA | ZMEC | Not ordered | 10201127 | NO
MM07 | 10201129 | X | M | EICON0447 | CONDULET,LB,1" RGS,CROUSE HINDS | EA | ZMEC | Not ordered | NO | NO
MM05 | 10201130 | NO | M | EIFST0576 | SCREW,SS,5x20mm | EA | ZMEC | Not ordered | 10201130 | NO
MM05 | 10201131 | NO | M | EIFST0578 | SCREW,SS,8x20mm | EA | ZMEC | Not ordered | 10201131 | NO
MM07 | 10201132 | X | M | EICAF4312 | ELBOW,2",45DEG,LR,A234 GR.WPB,XS,SMLS,BW | EA | ZMEC | Not ordered | NO | NO
MM07 | 10201133 | NO | M | EICON2670 | CLAMP,UNISTRUT CHANNEL,GI,1/2" | EA | ZMEC | Not ordered | 10201133 | NO
MM05 | 10201134 | X | M | EICAF3743 | SPRING WASHER,10MM DIA. | EA | ZMEC | Not ordered | NO | NO
MM15 | 10201136 | X | M | EICAF5511 | PIPE,PVC,SAPPCO,2"DIA,SCH40,3mLG | M | ZMEC | Not ordered | NO | NO
MM05 | 10201137 | NO | M | EIFST0579 | SCREW,SS,4x50mm | EA | ZMEC | Not ordered | 10201137 | NO
MM05 | 10201138 | NO | M | EIFST0580 | SCREW,SS,5x50mm | EA | ZMEC | Not ordered | 10201138 | NO
MM05 | 10201139 | NO | M | EIFST0552 | NUT,HEX,GALVANIZED,4mm | EA | ZMEC | Not ordered | 10201139 | NO
MM14 | 10201142 | X | M | EICON2592 | SAND PAPER,NO.100 | EA | ZMEC | Not ordered | NO | NO
MM07 | 10201143 | X | M | EICAF5559 | CHANNEL,UNISTRUT,GI,20x40x2.4mm x 3 m | M | ZMEC | Not ordered | NO | NO
MM07 | 10201144 | X | M | EICAF4402 | CONNECTOR,1/4"X3/8"MNPT,SS316,SWAGELOK | EA | ZMEC | Not ordered | NO | NO
MM07 | 10201145 | X | M | EICAF5412 | ELBOW,CPVC,3/4",45DEG | EA | ZMEC | Not ordered | NO | NO
MM07 | 10201146 | X | M | EICAF4522 | CONDUIT,RGS,2-1/2"x3m,ONE END COUPLINGS | M | ZMEC | Not ordered | NO | NO
MM07 | 10201147 | X | M | EICAF3616 | CONDUIT,RGS,PVC COATED,2"x3m | M | ZMEC | Not ordered | NO | NO
MM07 | 10201148 | X | M | EICAF3615 | CONDUIT,RGS,PVC COATED,2.5"x3m | M | ZMEC | Not ordered | NO | NO
MM07 | 10201149 | X | M | EICAF3622 | UNION,RGS,PVC COATED,2" | EA | ZMEC | Not ordered | NO | NO
MM07 | 10201150 | X | M | MICAF0351 | FLANGE,10",WNRF,CL150,10S,SS,A182 F304L | EA | ZMEC | Not ordered | NO | NO
MM07 | 10201151 | X | M | MWMEW0529 | ELBOW,2",90DEG,HDPE,SDR 9 MOULDED/L019 | EA | ZMEC | Not ordered | NO | NO
MM15 | 10201152 | X | M | MWMEW0534 | PIPE,LINE,1"x4500mm,CS,A53-B-PTFE,STD | EA | ZMEC | Not ordered | NO | NO
MM31 | 10201153 | NO | M | NICON0350 | FILTER,FUEL,BALDWIN,PA3890,ID104xOD222.3 | EA | ZMEC | Not ordered | 10201153 | 10201153
MM07 | 10201154 | NO | M | EICAF3227 | CONDULET,RGS,3/4",TYPE:LB | EA | ZMEC | Not ordered | NO | NO
MM07 | 10201155 | X | M | EICON0592 | UNION,REDUCING,SWAGELOK,SS-810-6-6,SS316 | EA | ZMEC | Not ordered | NO | NO
MM05 | 10201156 | NO | M | EIFST0581 | SCREW,SS,6x50mm | EA | ZMEC | Not ordered | 10201156 | NO
MM07 | 10201157 | X | M | EICON0875 | UNION,SWAGELOK,SS-810-6,1/2"OD,SS | EA | ZMEC | Not ordered | NO | NO
MM30 | 10201158 | X | M | EICON2340 | TIG WIRE,METRODE,AWS 5.18,ER70S-2,2.4mm | KG | ZMEC | Not ordered | NO | NO
MM29 | 10201159 | X | M | EICON2378 | TYRE,FORKLIFT,8-25-15-17PLY,SUMITOMO | EA | ZMEC | Not ordered | NO | NO
MM11 | 10201161 | NO | M | CNCON0004 | Drill Bit: Size 8mm | EA | ZMEC | Not ordered | 10201161 | NO
MM06 | 10201164 | NO | M | CNCON0017 | Air Filter | EA | ZMEC | Not ordered | 10201164 | NO
MM05 | 10201169 | NO | M | CNCON0194 | Text Screw - Size: 1-1/2" (500 Pcs. / Bo | BOX | ZMEC | Not ordered | 10201169 | NO
MM25 | 10201174 | NO | M | CNCON0398 | SS Deming Drill - 24mm | EA | ZMEC | Not ordered | 10201174 | NO
MM25 | 10201177 | NO | M | CNCON0433 | Stainless Steel Wire Brush, Wooden Handl | EA | ZMEC | Not ordered | 10201177 | NO
MM29 | 10201181 | NO | M | CNCON0504 | OIL FILTER | EA | ZMEC | Not ordered | 10201181 | 10201181
CM10 | 10201184 | NO | M | CNCON0811 | Water Levelling Tube 3/8" | RL | ZMEC | Not ordered | 10201184 | NO
MM25 | 10201192 | NO | M | CNMSL0001 | Concrete Drill Bit 5mm - HILTI | EA | ZMEC | Not ordered | 10201192 | NO
MM25 | 10201193 | NO | M | CNMSL0002 | Drill Bit H.S.S. 2.0mm | EA | ZMEC | Not ordered | 10201193 | NO
MM25 | 10201194 | NO | M | CNMSL0007 | Concrete Drill Bit 6mm - HILTI | EA | ZMEC | Not ordered | 10201194 | NO
MM25 | 10201197 | NO | M | CNMSL0029 | Concrete Drill Bit - 12mm - HILTI | EA | ZMEC | Not ordered | 10201197 | NO
MM25 | 10201199 | NO | M | CNMSL0036 | Drill Bit H.S.S. 6.0mm | EA | ZMEC | Not ordered | 10201199 | NO
MM11 | 10201200 | NO | M | CNMSL0039 | Jigsaw Blade (05 Pcs / Set or Pkt.) Maki | EA | ZMEC | Not ordered | 10201200 | NO
MM25 | 10201201 | NO | M | CNMSL0045 | Hacksaw Blade - Heavy Duty, Size: 12", 2 | PC | ZMEC | Not ordered | 10201201 | NO
MM25 | 10201205 | NO | M | CNTLS0004 | Hacksaw Blade (Make: Ultra 33) 10 Pcs/Pk | PC | ZMEC | Not ordered | 10201205 | NO
MM25 | 10201206 | NO | M | CNTLS0017 | Hacksaw Blades High Speed "Swed Cut" 18T | PC | ZMEC | Not ordered | 10201206 | NO
EM30 | 10201211 | NO | M | EIACC0137 | Bushing G.I. - Size: 1-1/2" | EA | ZMEC | Not ordered | 10201211 | NO
MM07 | 10201221 | NO | M | EICAF0413 | Union - Size: 2" | EA | ZMEC | Not ordered | 10201221 | NO
MM28 | 10201226 | NO | M | EICAF1337 | Gate Valves - Size: 1" (Brass) | EA | ZMEC | Not ordered | 10201226 | NO
EM15 | 10201231 | NO | M | EICAF2694 | Beam Clamps 1-1/2" | EA | ZMEC | Not ordered | 10201231 | NO
EM11 | 10201248 | NO | M | EICON0770 | Socket Screw Type, FN-DE OP | EA | ZMEC | Not ordered | 10201248 | NO
MM25 | 10201249 | NO | M | EICON0863 | Concrete Drill Bit 4mm, Germany | EA | ZMEC | Not ordered | 10201249 | NO
EM30 | 10201252 | NO | M | EICON1166 | Blank Eprom | EA | ZMEC | Not ordered | 10201252 | NO
MM25 | 10201255 | NO | M | EICON1650 | Cutting Disc - Size: 12" x 1/8 | EA | ZMEC | Not ordered | 10201255 | NO
MM13 | 10201256 | NO | M | EICON1739 | Threading Oil | EA | ZMEC | Not ordered | 10201256 | NO
MM30 | 10201257 | NO | M | EICON1776 | Welding Rod - Size: 3.2mm x 350mm, #6013 | PAC | ZMEC | Not ordered | 10201257 | NO
CM02 | 10201259 | NO | M | EICON2259 | 1" Nylon Rope - 100 Yards / Roll | RL | ZMEC | Not ordered | 10201259 | NO
MM25 | 10201265 | NO | M | EICON2615 | Speed Cutter Disc - Size: 14", Makita | EA | ZMEC | Not ordered | 10201265 | NO
MM30 | 10201266 | NO | M | EICON2830 | Gas Cutting Torch (Std) | EA | ZMEC | Not ordered | 10201266 | 10201266
MM25 | 10201267 | NO | M | EICON2871 | Grinding Disc – Size: 115mm x6mm x22.2mm | EA | ZMEC | Not ordered | 10201267 | NO
MM25 | 10201269 | NO | M | EICON3111 | Pencil Grinder Stones - 6mm Cone Type, P | EA | ZMEC | Not ordered | 10201269 | NO
MM25 | 10201272 | NO | M | EICON3248 | Cutting Disc - Size: 125mmx22.3mmx3mm, M | EA | ZMEC | Not ordered | 10201272 | NO
MM25 | 10201277 | NO | M | EICON3433 | HSS Drill bit 14mm, Germany | EA | ZMEC | Not ordered | 10201277 | NO
MM25 | 10201278 | NO | M | EICON3434 | Concrete Drilling Bit 14mm | EA | ZMEC | Not ordered | 10201278 | NO
MM05 | 10201279 | NO | M | EIFST0025 | Drop in Anchor 16mm X 65mm | EA | ZMEC | Not ordered | 10201279 | NO
MM05 | 10201280 | NO | M | EIFST0435 | U Bolt - Size: 3/4" x 8mm, Galvanized | EA | ZMEC | Not ordered | 10201280 | NO
MM05 | 10201282 | NO | M | EIFST0437 | U Bolt - Size: 3" x 8mm, Galvanized | EA | ZMEC | Not ordered | 10201282 | NO
MM11 | 10201308 | NO | M | MICON0054 | Concrete Drill BIt 20 mm | EA | ZMEC | Not ordered | 10201308 | NO
MM11 | 10201314 | NO | M | MICON0081 | Grinding Disc SS 7", Black & Decker | EA | ZMEC | Not ordered | 10201314 | NO
MM25 | 10201316 | NO | M | MICON0135 | Cup Brush 4" - SS | EA | ZMEC | Not ordered | 10201316 | NO
MM11 | 10201317 | NO | M | MICON0141 | TIG WELDING ROD (FILLER WIRE) 80S | KG | ZMEC | Not ordered | 10201317 | NO
MM07 | 10201326 | NO | M | MICON0177 | Hose Clamp SS, 4" | EA | ZMEC | Not ordered | 10201326 | NO
MM25 | 10201327 | NO | M | MICON0190 | Dymo Tape - Stainless Steel | EA | ZMEC | Not ordered | 10201327 | NO
MM07 | 10201331 | NO | M | MICON0413 | Shim SS304 - 4" | EA | ZMEC | Not ordered | 10201331 | NO
MM30 | 10201332 | NO | M | MICON0420 | Nozzle for Gas Cutting # 5 | EA | ZMEC | Not ordered | 10201332 | 10201332
MM30 | 10201333 | NO | M | MICON0421 | Nozzle for Gas Cutting # 3 | EA | ZMEC | Not ordered | 10201333 | 10201333
MM30 | 10201334 | NO | M | MICON0422 | Nozzle for Gas Cutting # 1 | EA | ZMEC | Not ordered | 10201334 | 10201334
MM30 | 10201337 | NO | M | MICON0439 | Nozzle for Gas Cutting # 2 | EA | ZMEC | Not ordered | 10201337 | 10201337
MM05 | 10201338 | NO | M | MIFST0018 | Drop Anchor - Size: 8mm | EA | ZMEC | Not ordered | 10201338 | NO
MM05 | 10201339 | NO | M | MIFST0070 | SS Bolt, Size : M12 x 25mm, w/ Nut | EA | ZMEC | Not ordered | 10201339 | NO
MM07 | 10201354 | NO | M | MIPNA0070 | Spacers - Cat. # SPACER-P, RAL 9005 (Bla | EA | ZMEC | Not ordered | 10201354 | NO
MM11 | 10201363 | NO | M | MWPAR0070 | Diesel Water Separator Filter | EA | ZMEC | Not ordered | 10201363 | 10201363
MM11 | 10201364 | NO | M | MWPAR0187 | TRANSMISSION FILTER FOR JCB | EA | ZMEC | Not ordered | 10201364 | NO
MM11 | 10201367 | NO | M | MWVMN0006 | Fuel Filter- Element Kit | EA | ZMEC | Not ordered | 10201367 | NO
MM11 | 10201369 | NO | M | MWVMN0008 | Air Filter- Inner cleaner | EA | ZMEC | Not ordered | 10201369 | NO
MM11 | 10201370 | NO | M | MWVMN0009 | Air filter- Outer Cleaner | EA | ZMEC | Not ordered | 10201370 | NO
MM20 | 10201375 | NO | M | OSOFC0209 | Sticker for Safety Helmet (JAL Intl. Pro | EA | ZMEC | Not ordered | 10201375 | NO
MM30 | 10201390 | NO | M | SCSAF0084 | Welding Glass - Dark #10 | EA | ZMEC | Not ordered | 10201390 | NO
MM20 | 10201400 | NO | M | SCSAF0154 | Safety Helmet - Color: Green | EA | ZMEC | Not ordered | 10201400 | NO
MM20 | 10201405 | NO | M | SCSAF0265 | Fire Retardant Coverall, Size:Medium | EA | ZMEC | Not ordered | 10201405 | NO
MM20 | 10201407 | NO | M | SESAF0076 | Fire Blanket - 1 M x 50 Meters, BLACK C | RL | ZMEC | Not ordered | 10201407 | NO
MM25 | 10201408 | NO | M | SESAF0077 | Barricade Tape - Size: 3", Yellow & Blac | EA | ZMEC | Not ordered | 10201408 | NO
MM25 | 10201412 | NO | M | TLCON0027 | SS Drill Bit - 20 mm, JK India | EA | ZMEC | Not ordered | 10201412 | NO
MM25 | 10201414 | NO | M | TLCON0031 | SS Drill Bit - 16 mm, JK India | EA | ZMEC | Not ordered | 10201414 | NO
MM11 | 10201415 | NO | M | TLCON0056 | Drill Bit - Size: 22mm - Black Color | EA | ZMEC | Not ordered | 10201415 | NO
MM25 | 10201416 | NO | M | TLCON0069 | Magnet with Handle | EA | ZMEC | Not ordered | 10201416 | NO
MM25 | 10201422 | NO | M | TLCON0086 | Concrete Drill Bit 16mm | EA | ZMEC | Not ordered | 10201422 | NO
MM25 | 10201423 | NO | M | TLCON0087 | Drill Bit H.S.S. 20mm, Germany | EA | ZMEC | Not ordered | 10201423 | NO
MM11 | 10201426 | NO | M | TLCON0104 | SS Drill Bit 12.5 mm | EA | ZMEC | Not ordered | 10201426 | NO
MM11 | 10201427 | NO | M | TLCON0105 | SS Drill Bit - 13 mm | EA | ZMEC | Not ordered | 10201427 | NO
MM25 | 10201428 | NO | M | TLTLS0096 | Hand Tap 6mm | EA | ZMEC | Not ordered | 10201428 | NO
MM25 | 10201429 | NO | M | TLTLS0101 | 26mm Dia x 50mm Lg, Magnetic Drill Bit | EA | ZMEC | Not ordered | 10201429 | NO
MM25 | 10201430 | NO | M | TLTLS0354 | Center Punch Standard Size | EA | ZMEC | Not ordered | 10201430 | NO
MM25 | 10201432 | NO | M | TLTLS0377 | Cutting Plier - Size: 6" (Made in Japan) | EA | ZMEC | Not ordered | 10201432 | NO
MM25 | 10201434 | NO | M | TLTLS0468 | Combination Spanner Set - Size: 6 to 32m | SET | ZMEC | Not ordered | 10201434 | NO
MM25 | 10201435 | NO | M | TLTLS0484 | Round File: Size 6" | EA | ZMEC | Not ordered | 10201435 | NO
MM25 | 10201436 | NO | M | TLTLS0490 | Wire Stripper (Vessel) Made in Japan | EA | ZMEC | Not ordered | 10201436 | 10201436
MM25 | 10201437 | NO | M | TLTLS0498 | Crimping Tool - Size: 1.5, 2.5 & 3.6mm, | EA | ZMEC | Not ordered | 10201437 | 10201437
MM25 | 10201441 | NO | M | TLTLS0676 | Utility Knife, Make: Stanley | EA | ZMEC | Not ordered | 10201441 | NO
MM25 | 10201443 | NO | M | TLTLS1033 | Pad Lock - Size: 32mm | EA | ZMEC | Not ordered | 10201443 | NO
MM25 | 10201445 | NO | M | TLTLS1233 | Drill Machine - Size: 16mm 110V, Without | EA | ZMEC | Not ordered | 10201445 | NO
MM02 | 10201446 | X | M | ISINU0011 | Span Double Grider Electric Overhead Tra | LOT | ZMEC | Not ordered | NO | NO
MM02 | 10201447 | X | M | ISINU0012 | PVC Enclose 4 Busbar Type Powerline syst | LOT | ZMEC | Not ordered | NO | NO
MM02 | 10201448 | X | M | ISINU0013 | Solid Steel Flat Bar ,CRANE rails for cr | LOT | ZMEC | Not ordered | NO | NO
ZE18 | 10201453 | NO | M | MISCM0346 | C CHANNEL 180 X 70 X 7MM.STEEL EN 10025 | M | ZMEC | Not ordered | 10201453 | 10201453
ZE18 | 10201454 | NO | M | MISCM0352 | U - CHANNEL - 200 x 80 x 7.5 x 11.0 mm | M | ZMEC | Not ordered | 10201454 | 10201454
EM11 | 10201455 | NO | M | CMCMM0010 | Engineering, Design, Manufacturing | EA | ZMEC | Not ordered | 10201455 | 10201455
MM20 | 10201456 | NO | M | SCSAF0283 | EYE/FACE WASH - MODEL # 7777 | EA | ZMEC | Not ordered | 10201456 | 10201456
MM20 | 10201457 | NO | M | SCSAF0284 | EYE WASH Hose Spray Kit, Face/Body | EA | ZMEC | Not ordered | 10201457 | 10201457
CM02 | 10201462 | NO | M | MISCM0180 | Angle Bar - Size: 25 x 25 x 5mm | M | ZMEC | Not ordered | 10201462 | 10201462
MM29 | 10201466 | NO | M | MWPAR0109 | COOLANT TANK | EA | ZMEC | Not ordered | 10201466 | 10201466
CM02 | 10201467 | NO | M | MISCM0347 | CS PLATE 3MM THICK, (2.4 MTR X 1.2 MTR) | KG | ZMEC | Not ordered | 10201467 | 10201467
EM11 | 10201469 | NO | M | MKCON0009 | Engraving Plate - Size: 25 x 100mm Color | EA | ZMEC | Not ordered | 10201469 | 10201469
EM11 | 10201470 | NO | M | MKCON0033 | Engraving Plate, 30mm x 35mm, Plate: 3mm | EA | ZMEC | Not ordered | 10201470 | 10201470
MM29 | 10201472 | NO | M | MWPAR0198 | FLY WHEEL BEARING, P/N. MFME360638 | EA | ZMEC | Not ordered | 10201472 | 10201472
MM07 | 10201474 | NO | M | MISCM0087 | MS Hinges 4" | EA | ZMEC | Not ordered | 10201474 | 10201474
CM02 | 10201475 | NO | M | MISCM0348 | I BEAM - 8" X 40" X 35", ASTM 36, CS | M | ZMEC | Not ordered | 10201475 | 10201475
MM29 | 10201479 | NO | M | MIACC0038 | Tie Rod End | EA | ZMEC | Not ordered | 10201479 | 10201479
MM27 | 10201480 | X | M | N/A | DELETED | EA | ZMEC | Not ordered | 10201480 | 10201480
MM27 | 10201485 | NO | M | MWCON0030 | Tyre - 205/70R15 Toyota, Hilux P/up | EA | ZMEC | Not ordered | 10201485 | 10201485
MM07 | 10201506 | NO | M | CNCON0857 | HOLLOW METAL DOOR/FRAME,1200/2250MM | EA | ZMEC | Not ordered | 10201506 | 10201506
MM20 | 10201511 | X | M | N/A | DELETED | EA | ZMEC | Not ordered | NO | NO
MM07 | 10201513 | NO | M | CNCON0750 | Wheel for the Wheel Barrow | EA | ZMEC | Not ordered | 10201513 | 10201513
MM29 | 10201515 | NO | M | MIMEW0049 | Piston Ring | SET | ZMEC | Not ordered | 10201515 | 10201515
MM29 | 10201516 | X | M | N/A | DELETED | EA | ZMEC | Not ordered | 10201516 | 10201516
MM07 | 10201517 | NO | M | MIUCL0001 | Double Flange w/ Metal, Flexible Hose 11 | EA | ZMEC | Not ordered | 10201517 | 10201517
MM20 | 10201518 | NO | M | SCCON0069 | Refilling of Fire Extinguisher-Cap 4.5KG | CYL | ZMEC | Not ordered | 10201518 | 10201518
MM20 | 10201519 | NO | M | SCCON0070 | Refilling of Fire Extinguisher - Cap.: 6 | CYL | ZMEC | Not ordered | 10201519 | 10201519
MM20 | 10201520 | NO | M | SCSAF0010 | Fire Bell, 6" | EA | ZMEC | Not ordered | 10201520 | 10201520
MM29 | 10201523 | NO | M | MICON0348 | Air Filter Doosan 15661 | EA | ZMEC | Not ordered | 10201523 | 10201523
MM25 | 10201530 | NO | M | TLTLS0855 | Box Spanner Set by (mm) 6-32mm, Made in | SET | ZMEC | Not ordered | 10201530 | 10201530
MM30 | 10201532 | NO | M | TLTLS0989 | Ignition Gun | EA | ZMEC | Not ordered | 10201532 | 10201532
MM30 | 10201536 | NO | M | MICON0447 | WELDING ROD - E8018-C3, 2.5 MM, ESAB | KG | ZMEC | Not ordered | 10201536 | 10201536
MM30 | 10201537 | NO | M | MICON0449 | FILLER WIRE, ER90S, B3, 2.4 MM, ESAB | KG | ZMEC | Not ordered | 10201537 | 10201537
MM30 | 10201538 | NO | M | MICON0450 | FILLER WIRE - ER 308L, 1.6 MM, ESAB | KG | ZMEC | Not ordered | 10201538 | 10201538
MM30 | 10201539 | NO | M | MICON0451 | FILLER WIRE - ER308L, 2.4MM, ESAB | KG | ZMEC | Not ordered | 10201539 | 10201539
MM25 | 10201544 | NO | M | TLTLS1376 | Micrometer (0 - 25mm) | EA | ZMEC | Not ordered | 10201544 | 10201544
MM07 | 10201546 | NO | M | EICAF4827 | Blind Plug, SS - Size: 1/2" | EA | ZMEC | Not ordered | 10201546 | 10201546
MM30 | 10201548 | NO | M | EICON2948 | Welding Electrode, E7018-2.5mmx350mm | KG | ZMEC | Not ordered | 10201548 | NO
MM07 | 10201550 | NO | M | CNCON0855 | CHAINLINKFENCE,V-TYPEalongwithGate | M | ZMEC | Not ordered | NO | NO
MM07 | 10201551 | NO | M | CNCON0856 | PerimeterSpiralConcertinabarbedwire | M | ZMEC | Not ordered | NO | NO
MM07 | 10201552 | NO | M | CNCON0859 | CROSSBRACKET50x50x6MM,600MM | EA | ZMEC | Not ordered | NO | NO
MM20 | 10201553 | NO | M | EIACC0397 | BootRubber-14"Black,Italy | PAA | ZMEC | Not ordered | 10201553 | 10201553
MM05 | 10201554 | NO | M | MIACC0159 | COMPRESSIONSPRING,7210755,MAKE-FAAC | EA | ZMEC | Not ordered | 10201554 | 10201554
MM13 | 10201556 | NO | M | MWCON0005 | BearingGrease | EA | ZMEC | Not ordered | 10201556 | 10201556
MM20 | 10201557 | NO | M | SCCON0073 | CottonGloves-GreenLatexCoated | PAA | ZMEC | Not ordered | 10201557 | 10201557
MM20 | 10201559 | NO | M | SCSAF0026 | ChemicalCoveral-FlameRetardant | EA | ZMEC | Not ordered | 10201559 | 10201559
MM07 | 10201560 | NO | M | MIMEW0477 | Gate-SingleLeafwith1050x2135GateValve3/4 | EA | ZMEC | Not ordered | NO | NO
MM25 | 10201629 | NO | M | CNMEW0002 | WireBrush | EA | ZMEC | Not ordered | 10201629 | NO
MM25 | 10201631 | NO | M | EIACC0488 | JigsawBlades-HiltiM50/1.2BIMMetal | EA | ZMEC | Not ordered | 10201631 | NO
MM05 | 10201632 | NO | M | EIACC0590 | Dropinanchor-8mmx30mm | EA | ZMEC | Not ordered | 10201632 | NO
MM05 | 10201633 | NO | M | EIACC0591 | Dropinanchor-20mmx80mm | EA | ZMEC | Not ordered | 10201633 | NO
MM05 | 10201634 | NO | M | EIACC0595 | Dropinanchor-6mmx25mm | EA | ZMEC | Not ordered | 10201634 | NO
EM11 | 10201635 | NO | M | EICAF2162 | UnistrutChannelClamp-Size:4" | PAA | ZMEC | Not ordered | 10201635 | NO
MM13 | 10201636 | NO | M | EICON0862 | ConcreteDrillBit12mmMakita/Japan | EA | ZMEC | Not ordered | 10201636 | NO
MM05 | 10201637 | NO | M | EICON1093 | SpringNut-16mm | EA | ZMEC | Not ordered | 10201637 | NO
MM25 | 10201638 | NO | M | EICON1673 | GrindingDiscCS-Size:5" | EA | ZMEC | Not ordered | 10201638 | NO
MM25 | 10201639 | NO | M | EICON1676 | CuttingDiscCS-Size:5" | EA | ZMEC | Not ordered | 10201639 | NO
MM05 | 10201641 | NO | M | EICON2865 | UBoltsize2-1/2"w/doublewasher&nut | EA | ZMEC | Not ordered | 10201641 | NO
MM05 | 10201642 | NO | M | EICON2867 | UBoltsize1-1/2"w/doublewasher&nut | EA | ZMEC | Not ordered | 10201642 | NO
MM05 | 10201644 | NO | M | EIFST0191 | UBolt-(Beam)Size:4" | EA | ZMEC | Not ordered | 10201644 | NO
MM05 | 10201646 | NO | M | EIFST0215 | Bolt-Size:12mmx25mm | EA | ZMEC | Not ordered | 10201646 | NO
MM07 | 10201647 | NO | M | MICAF0159 | C-Clamp-Size:1",Hole3/4" | EA | ZMEC | Not ordered | 10201647 | NO
MM25 | 10201648 | NO | M | MICON0003 | GrindingDisc4",SS | EA | ZMEC | Not ordered | 10201648 | NO
MM05 | 10201650 | NO | M | MIMEW0093 | LockNutSize:6" | EA | ZMEC | Not ordered | 10201650 | NO
MM25 | 10201652 | NO | M | SCSAF0167 | WarningTape(Yellow/Black) | RL | ZMEC | Not ordered | 10201652 | NO
MM25 | 10201653 | NO | M | TLCON0040 | DrillBit-Concrete,14mm | EA | ZMEC | Not ordered | 10201653 | NO
MM25 | 10201654 | NO | M | TLTLS0470 | VICE GRIP PLIER | EA | ZMEC | Not ordered | 10201654 | NO
MM13 | 10201656 | NO | M | EICON1727 | HydraulicOil-#37 | GAL | ZMEC | Not ordered | 10201656 | NO
EM11 | 10201657 | NO | M | MISCM0096 | UnistrutClamp-Size:3" | PAA | ZMEC | Not ordered | 10201657 | NO
MM25 | 10201658 | NO | M | TLTLS0495 | PrecisionScrewDriverSet(06Pcs/Set), | SET | ZMEC | Not ordered | 10201658 | NO
MM25 | 10201659 | NO | M | TLTLS0982 | MiniHacksawFrame | EA | ZMEC | Not ordered | 10201659 | NO
MM25 | 10201662 | NO | M | CNCON0170 | SSDrillBit,Size:16MM | EA | ZMEC | Not ordered | 10201662 | NO
MM25 | 10201663 | NO | M | CNCON0613 | CONCRETEDRILLBIT18MMDIA | EA | ZMEC | Not ordered | 10201663 | NO
MM25 | 10201692 | NO | M | TLTLS0966 | SledgeHammer-12Lbs,Brass | EA | ZMEC | Not ordered | 10201692 | 10201692
MM05 | 10201694 | NO | M | EICON2657 | WaterSapnerforSteamcleaner100/10 | EA | ZMEC | Not ordered | 10201694 | 10201694
MM07 | 10201695 | NO | M | MICON0453 | HOSEENDCOUPLING3/4" | EA | ZMEC | Not ordered | 10201695 | 10201695
MM29 | 10201697 | NO | M | MWPAR0206 | TEMPERATURESENSOR-TATABUS | EA | ZMEC | Not ordered | 10201697 | 10201697
MM29 | 10201698 | NO | M | MWPAR0178 | FANCLUTCHASSY | EA | ZMEC | Not ordered | 10201698 | 10201698
MM29 | 10201700 | NO | M | CNCON0532 | WATERPUMP-Vehicles, | EA | ZMEC | Not ordered | 10201700 | 10201700
MM29 | 10201701 | NO | M | MWPAR0207 | SELECTORSWITCHSHAFTLHD,TATABUS | EA | ZMEC | Not ordered | 10201701 | 10201701
MM29 | 10201702 | NO | M | MWPAR0208 | SHIFTLEVER-TATABUS | EA | ZMEC | Not ordered | 10201702 | 10201702
MM29 | 10201703 | NO | M | MWPAR0209 | SCRAPERSEAL | EA | ZMEC | Not ordered | 10201703 | 10201703
MM29 | 10201704 | NO | M | MWCON0031 | LockForDieselTankFlap | EA | ZMEC | Not ordered | 10201704 | 10201704
MM25 | 10201709 | NO | M | TLTLS0965 | SledgeHammer-6Lbs,Brass | EA | ZMEC | Not ordered | 10201709 | 10201709
MM29 | 10201710 | X | M | MWCON0033 | Tyre-11R22.5 | EA | ZMEC | Not ordered | 10201710 | 10201710
EM30 | 10201711 | NO | M | CNCON0838 | AIR CONDITIONER COVER, ASSORTED BRANDS. | EA | ZMEC | Not ordered | 10201711 | 10201711
EM30 | 10201712 | NO | M | CNCON0863 | A/C-FRONTCOVER,MOD#DOLPHIN | EA | ZMEC | Not ordered | 10201712 | 10201712
EM30 | 10201713 | NO | M | CNCON0862 | A/C-FRONTCOVER,MOD#CARRIER | EA | ZMEC | Not ordered | 10201713 | 10201713
EM30 | 10201714 | NO | M | CNCON0860 | WIRETIEHOLDER | EA | ZMEC | Not ordered | 10201714 | 10201714
EM30 | 10201715 | NO | M | EICAF6012 | SPIRALTUBE-25MM | RL | ZMEC | Not ordered | 10201715 | 10201715
EM11 | 10201716 | NO | M | EICON0483 | TerminalLugPinType-2.5mmsq.(100pcs/pkt) | EA | ZMEC | Not ordered | 10201716 | 10201716
MM25 | 10201718 | NO | M | TLTLS1387 | IMPACTSOCKETSETSW/3/4"DRIVE(27-36MM) | SET | ZMEC | Not ordered | 10201718 | 10201718
MM27 | 10201723 | NO | M | CNCON0263 | Tyre | EA | ZMEC | Not ordered | 10201723 | 10201723
MM29 | 10201724 | NO | M | BTBTR0051 | BATTERY 70 AH | EA | ZMEC | Not ordered | 10201724 | 10201724
MM29 | 10201725 | NO | M | MWPAR0219 | GEARCABLEKIT(ROLLERCOMPACTOR) | EA | ZMEC | Not ordered | 10201725 | 10201725
MM07 | 10201759 | X | M | MICON0400 | Casters,FlatNylonWheels,W/Plate | EA | ZMEC | Not ordered | NO | NO
MM07 | 10201774 | NO | M | MICAF1561 | CHECK VALVE DUO TYPE 6", CL300, RF, CS | EA | ZMEC | Not ordered | NO | NO
MM10 | 10201787 | NO | M | EICAF3047 | Gasket Spiral Wound SS304 CL.300 Size:4" | EA | ZMEC | Not ordered | NO | NO
MM10 | 10201788 | NO | M | EICAF3046 | Gasket Spiral Wound SS304 CL300 Size: 8" | EA | ZMEC | Not ordered | NO | NO
MM29 | 10201790 | NO | M | MICON0436 | STABILIZER LINK | EA | ZMEC | Not ordered | 10201790 | 10201790
MM29 | 10201799 | NO | M | CNCON0650 | CLUTCH MASTER | EA | ZMEC | Not ordered | 10201799 | 10201799
MM29 | 10201800 | NO | M | CNCON0869 | TUBE LIGHT, 24 VOLTS (FOR VEHICLE) | EA | ZMEC | Not ordered | 10201800 | 10201800
MM29 | 10201805 | NO | M | MICON0191 | BREATHER HOSE | EA | ZMEC | Not ordered | 10201805 | 10201805
MM29 | 10201806 | NO | M | MWPAR0079 | PINION SHAFT OIL SEAL | EA | ZMEC | Not ordered | 10201806 | 10201806
MM29 | 10201807 | NO | M | MWPAR0181 | REVERSE LIGHT SWITCH | EA | ZMEC | Not ordered | 10201807 | 10201807
MM29 | 10201808 | NO | M | MWPAR0213 | AIR TANK DRAIN VALVE | EA | ZMEC | Not ordered | 10201808 | 10201808
MM29 | 10201809 | NO | M | MWPAR0214 | GEAR LEVER END RH | EA | ZMEC | Not ordered | 10201809 | 10201809
MM29 | 10201810 | NO | M | MWPAR0215 | GEAR LEVER END LH | EA | ZMEC | Not ordered | 10201810 | 10201810
MM29 | 10201811 | NO | M | MWPAR0216 | SCRAPPER RING | EA | ZMEC | Not ordered | 10201811 | 10201811
MM29 | 10201812 | NO | M | MWPAR0217 | HOSE CLIP FOR VEHICLE | EA | ZMEC | Not ordered | 10201812 | 10201812
MM29 | 10201813 | NO | M | MWPAR0218 | RUBBER BELLOW 9230 | EA | ZMEC | Not ordered | 10201813 | 10201813
ZM14 | 10201821 | X | M | MICON0458 | STANCHION SUPPORT 2.5 METERS HEIGHT | EA | ZMEC | Not ordered | NO | NO
MM29 | 10201824 | NO | M | MWPAR0220 | MASTER LEAF SPRING, (FOR VEHICLE) | EA | ZMEC | Not ordered | NO | NO
MM27 | 10201826 | NO | M | MWCON0036 | TYRE, 235/58 R 17 | EA | ZMEC | Not ordered | NO | NO
MM29 | 10201840 | X | M | MWCON0037 | TYRE - 245/45 R18 | EA | ZMEC | Not ordered | NO | NO
MM27 | 10201870 | X | M | MWCON0038 | TYRE MAXXIS, 245/40/19, CHINA | EA | ZMEC | Not ordered | NO | NO
MM27 | 10201871 | X | M | MWCON0039 | TYRE, HANKOOK - 245/40/19, KOREA | EA | ZMEC | Not ordered | NO | NO
MM27 | 10201873 | X | M | MWCON0040 | TYRE, 245/40/19, GOODYEAR (GERMAN) | EA | ZMEC | Not ordered | NO | NO
MM27 | 10201874 | X | M | MWCON0041 | TYRE, 245/40/19, BRIDGESTONE, JAPAN | EA | ZMEC | Not ordered | NO | NO
MM27 | 10201876 | X | M | MWCON0043 | TYRE, 225/50/18, GOODYEAR (GERMANY) | EA | ZMEC | Not ordered | NO | NO
MM27 | 10201877 | X | M | MWCON0044 | TYRE, 225/50/18, BRIDGESTON (JAPAN) | EA | ZMEC | Not ordered | NO | NO
MM27 | 10201878 | X | M | MWCON0045 | TYRE, 245/45/18, MAXXIS, (CHINA) | EA | ZMEC | Not ordered | NO | NO
MM27 | 10201880 | X | M | MWCON0047 | TYRE, 245/45/18, BRIDGESTONE (INDONESIA | EA | ZMEC | Not ordered | NO | NO
MM27 | 10201881 | X | M | MWCON0048 | TYRE, 245/45/18, BRIDGESTON (JAPAN) | EA | ZMEC | Not ordered | NO | NO
MM27 | 10201883 | NO | M | MWCON0050 | TYRE - 700R16, BRIDGESTONE, JAPAN | EA | ZMEC | Not ordered | NO | NO
MM27 | 10201886 | X | M | MWCON0053 | TYRE - 700R16, CST, CHINA | EA | ZMEC | Not ordered | NO | NO
MM27 | 10201888 | NO | M | MWCON0055 | TYRE - 195R15, BRIDGESTONE, JAPAN | EA | ZMEC | Not ordered | NO | NO
MM27 | 10201890 | X | M | MWCON0057 | TYRE - 265/70/17, MAXXIS, CHINA | EA | ZMEC | Not ordered | NO | NO
MM27 | 10201891 | NO | M | MWCON0058 | TYRE - 265/70/17, GENERAL, USA | EA | ZMEC | Not ordered | NO | NO
MM27 | 10201893 | X | M | MWCON0060 | TYRE - 265/70/17, GOODYEAR, USA | EA | ZMEC | Not ordered | NO | NO
MM27 | 10201894 | X | M | MWCON0061 | TYRE - 265/70/17LT, PIRELLI, BRAZIL | EA | ZMEC | Not ordered | NO | NO
MM27 | 10201895 | X | M | MWCON0062 | TYRE - 265/70/17LT, FEDERAL, TAIWAN | EA | ZMEC | Not ordered | NO | NO
MM27 | 10201896 | X | M | MWCON0063 | TYRE - 265/70/17LT, HANKOOK, KOREA | EA | ZMEC | Not ordered | NO | NO
MM27 | 10201897 | X | M | MWCON0064 | TYRE - 235/55R17, DUNLOP, JAPAN | EA | ZMEC | Not ordered | NO | NO
MM27 | 10201899 | X | M | MWCON0066 | TYRE - 205/70/15LT, BRIDGESTONE, JAPA | EA | ZMEC | Not ordered | NO | NO
MM27 | 10201900 | X | M | MWCON0067 | TYRE - 205/70/15LT, MAXXIS, CHINA | EA | ZMEC | Not ordered | NO | NO
MM27 | 10201901 | X | M | MWCON0068 | TYRE - 205/70/15LT, HANKOOK, KOREA | EA | ZMEC | Not ordered | NO | NO
MM27 | 10201902 | X | M | MWCON0069 | TYRE - 205/70/15, BRIDGESTONE, JAPAN | EA | ZMEC | Not ordered | NO | NO
MM27 | 10201903 | X | M | MWCON0070 | TYRE - 205/70/15, HANKOOK, KOREA | EA | ZMEC | Not ordered | NO | NO
MM27 | 10201904 | NO | M | MWCON0071 | TYRE - 255/70/18, HANKOOK, KOREA | EA | ZMEC | Not ordered | NO | NO
MM27 | 10201905 | X | M | MWCON0072 | TYRE - 255/70/18, BRIDGESTONE, USA | EA | ZMEC | Not ordered | NO | NO
MM27 | 10201906 | X | M | MWCON0073 | TYRE - 255/70/18, MAXXIS, CHINA | EA | ZMEC | Not ordered | NO | NO
MM27 | 10201907 | X | M | MWCON0074 | TYRE - 255/70/18, PIRELLI, BRAZIL | EA | ZMEC | Not ordered | NO | NO
MM27 | 10201908 | X | M | MWCON0075 | TYRE - 225/65/17, BRIDGESTONE, JAPAN | EA | ZMEC | Not ordered | NO | NO
MM27 | 10201909 | X | M | MWCON0076 | TYRE - 225/65/17, BRIDGESTONE, THAILAND | EA | ZMEC | Not ordered | NO | NO
MM27 | 10201912 | X | M | MWCON0079 | TYRE - 1000R20, MAXXIS, CHINA | EA | ZMEC | Not ordered | NO | NO
MM27 | 10201913 | X | M | MWCON0080 | TYRE - 1000R20, BRIDGESTONE | EA | ZMEC | Not ordered | NO | NO
MM27 | 10201914 | X | M | MWCON0081 | TYRE - 1000R20, SUMITOMO, CHINA | EA | ZMEC | Not ordered | NO | NO
MM27 | 10201915 | X | M | MWCON0082 | TYRE - 275/65R17, MAXXIS, THAILAND | EA | ZMEC | Not ordered | NO | NO
MM27 | 10201917 | X | M | MWCON0084 | TYRE - 275/65R17, DUNLOP, JAPAN | EA | ZMEC | Not ordered | NO | NO
MM27 | 10201918 | X | M | MWCON0085 | TYRE - 11/22.5, HANKOOK, KOREA | EA | ZMEC | Not ordered | NO | NO
MM27 | 10201919 | X | M | MWCON0086 | TYRE - 11/22.5 | EA | ZMEC | Not ordered | NO | NO
MM27 | 10201920 | NO | M | MWCON0087 | TYRE - 11R22.5, HANKOOK, KOREA | EA | ZMEC | Not ordered | NO | NO
MM27 | 10201921 | X | M | MWCON0088 | TYRE - 11R22.5, MERAJ, CHINA | EA | ZMEC | Not ordered | NO | NO
MM21 | 10201922 | NO | M | N/A | SHEET, G.I. 2.4 M X 1.2 M X 2MM THK | EA | ZMEC | Not ordered | NO | NO
MM29 | 10201923 | NO | M | N/A | SPEEDOMETER SENSOR, MITSUBISHI | EA | ZMEC | Not ordered | NO | NO
MM05 | 10201924 | X | M | CNCON0342 | WIRE NAIL,1-1/2" | KG | ZMEC | Not ordered | NO | NO
MM05 | 10201925 | X | M | CNCON0343 | WIRE NAIL,2" | KG | ZMEC | Not ordered | NO | NO
MM05 | 10201926 | X | M | CNCON0452 | CONCRETE NAIL,4" | KG | ZMEC | Not ordered | NO | NO
MM05 | 10201927 | X | M | CNCON0757 | WIRE NAIL,4" | EA | ZMEC | Not ordered | NO | NO
EM07 | 10201928 | X | M | CNCON0339 | WIRE,GI,18 GAUGE | KG | ZMEC | Not ordered | NO | NO
AM06 | 10201931 | X | M | CNSTN0031 | POST-IT NOTE,3M,3X3" | EA | ZMEC | Not ordered | 10201931 | NO
AM06 | 10201932 | X | M | CNSTN0041 | WRITING PAD,A4 | EA | ZMEC | Not ordered | NO | NO
MM05 | 10201934 | X | M | PKACC0012 | STRAP,STEEL,3/4" | KG | ZMEC | Not ordered | NO | NO
MM05 | 10201935 | X | M | PKACC0021 | NAIL,WOOD,4" | KG | ZMEC | Not ordered | NO | NO
MM05 | 10201936 | X | M | PKACC0022 | CLAMP,COPPER STRAP,3/4" | EA | ZMEC | Not ordered | NO | NO
MM05 | 10201937 | NO | M | PKACC0012 | STRAP,STEEL,3/4" | RL | ZMEC | Not ordered | 10201937 | NO
EM12 | 10201938 | NO | M | TBPTB0032 | MARKER,TERMINAL BLOCK,PHOENIX,ZB5 | EA | ZMEC | Not ordered | 10201938 | NO
EM22 | 10201939 | NO | M | NA | L BRACKET, CORNER FOR TS | EA | ZMEC | Not ordered | 10201939 | NO
MM07 | 10201954 | NO | M | CNCON0855 | CHAIN LINK FENCE, V-TYPE | M | ZMEC | Not ordered | NO | NO
MM07 | 10201955 | NO | M | NO | LINE STRAINING POST W/ACCESSORIES | EA | ZMEC | Not ordered | NO | NO
MM07 | 10201956 | NO | M | NO | CORNER STRAINING POST W/ACCESSORIES | EA | ZMEC | Not ordered | NO | NO
MM07 | 10201957 | NO | M | NO | GATE POST WITH ACCESSORIES | EA | ZMEC | Not ordered | NO | NO
MM07 | 10201958 | NO | M | NO | GATE SINGLE LEAF, 1050mm x 2135 mm H | EA | ZMEC | Not ordered | NO | NO
MM07 | 10201959 | NO | M | NO | END POST W/ACCESSORIES | EA | ZMEC | Not ordered | NO | NO
MM07 | 10201960 | NO | M | NO | END POST FITTINGS | EA | ZMEC | Not ordered | NO | NO
MM07 | 10201961 | NO | M | NO | PERIMETER SPIRAL CONCERTINA BARBED WIREe | RL | ZMEC | Not ordered | NO | NO
MM07 | 10201962 | NO | M | NO | CROLL BRACKET 50 x 50 x 6mm, | EA | ZMEC | Not ordered | NO | NO
MM07 | 10201963 | NO | M | NO | TENSION WIRE, 4mm DIA. HDG | M | ZMEC | Not ordered | NO | NO
MM25 | 10201973 | X | M | TLTLS1067 | MEASURING TAPE, 30 MTR, STEEL | EA | ZMEC | Not ordered | NO | NO
MM25 | 10201974 | X | M | TLTLS0980 | HAMMER - CARPENTRY W/PLASTIC HANDLE | EA | ZMEC | Not ordered | NO | NO
MM07 | 10201977 | NO | M | N/A | CABLE RACK SUPPORT (J5116), ASPIRTECK | EA | ZMEC | Not ordered | NO | NO
MM05 | 10201978 | NO | M | N/A | HEXAGONAL BOLT ½”Ф X 1 ¾”w/2 RING WASHER | EA | ZMEC | Not ordered | NO | NO
MM05 | 10201979 | NO | M | N/A | STEEL FISHER ½”Ф | EA | ZMEC | Not ordered | NO | NO
MM05 | 10201980 | NO | M | N/A | BOLT NUT ½”Ф½”Ф INSIDE DIAMETER | EA | ZMEC | Not ordered | NO | NO
MM07 | 10201981 | NO | M | N/A | CABLE RACK - 24" (J5125) | EA | ZMEC | Not ordered | NO | NO
MM07 | 10201982 | NO | M | N/A | CABLE HOOK 250 MM LONG | EA | ZMEC | Not ordered | NO | NO
MM28 | 10202017 | NO | M | N/A | BALL VALVE 1", BRASS # 1000 | EA | ZMEC | Not ordered | NO | NO
ZM09 | 10202019 | NO | M | NO | UNION, SS,1/4IN.OD,HYLOK | EA | ZMEC | Not ordered | NO | NO
MM26 | 10202020 | NO | M | NO | TUBE,SS316,1/4IN.x0.035WT,S/L, 6M,SANDV | EA | ZMEC | Not ordered | NO | NO
MM07 | 10202053 | NO | M | N/A | SOCKOLET, 8x3/4", CL6000.CS,SW,A105N, | EA | ZMEC | Not ordered | NO | NO
MM28 | 10202065 | X | M | N/A | GATE VALVE, 6", FLANGED ENDS,600,RF, | EA | ZMEC | Not ordered | NO | NO
MM07 | 10202071 | NO | M | NO | SOCKOLET, 6"X 3/4", SW, 9000, ASTM A 105 | EA | ZMEC | Not ordered | NO | NO
MM07 | 10202072 | NO | M | NO | SOCKOLET, 8"X 3/4", SW, 6000, A 105N | EA | ZMEC | Not ordered | NO | NO
MM07 | 10202073 | NO | M | NO | JACKSCREW, 6", A307B/563A, CL300 RF, | EA | ZMEC | Not ordered | NO | NO
MM07 | 10202075 | NO | M | NO | REDUCING TEE, 8" X 6",S40,SMLS,ASME, | EA | ZMEC | Not ordered | NO | NO
MM07 | 10202077 | NO | M | NO | THREDOLET, 6 X 3/4", A 105M, 6000 THF 6 | EA | ZMEC | Not ordered | NO | NO
MM07 | 10202078 | X | M | NO | SOCKOLET, 6"x3/4", 105M, 9000 THF 6 IN | EA | ZMEC | Not ordered | NO | NO
MM07 | 10202079 | NO | M | NO | ROUND HEAD PLUG, 3/4", A 105 | EA | ZMEC | Not ordered | NO | NO
MM28 | 10202094 | X | M | N/A | SWING CHECK VALVE, 6",300,RF,A216 GR,WCB | EA | ZMEC | Not ordered | NO | NO
MM07 | 10202097 | X | M | N/A | ORIFICE FLANGE 6", WN,300,RF,ASTM,A105 | EA | ZMEC | Not ordered | NO | NO
MM07 | 10202098 | X | M | NO | FLANGE 6", WN, ASME B16.5, ASTM,S40,300 | EA | ZMEC | Not ordered | NO | NO
MM07 | 10202101 | NO | M | N/A | SOCKOLET 3/4", SW,6000,CS, ASTM A 105N | EA | ZMEC | Not ordered | NO | NO
MM07 | 10202102 | NO | M | N/A | SOCKOLET 1", SW, 6000, ASTM A 105N, CS | EA | ZMEC | Not ordered | NO | NO
MM07 | 10202106 | NO | M | N/A | ELBOW 1", 90 DEG. SW, 6000, ASME B16-11 | EA | ZMEC | Not ordered | NO | NO
MM31 | 10202108 | X | M | N/A | OIL FILTER, 246D – HMR, CATERPILLAR | EA | ZMEC | Not ordered | NO | NO
MM31 | 10202109 | X | M | N/A | FUEL FILTER, 246D – HMR, CATERPILLER | EA | ZMEC | Not ordered | NO | NO
MM31 | 10202110 | X | M | N/A | AIR FILTER, INNER, 246D–HMR, CATERPILLER | EA | ZMEC | Not ordered | NO | NO
MM31 | 10202111 | X | M | N/A | AIR FILTER, OUTER, 246D–HMR, CATERPILLAR | EA | ZMEC | Not ordered | NO | NO
MM31 | 10202112 | X | M | N/A | HYDRAULIC FILTER,246D – HMR, CATERPILLAR | EA | ZMEC | Not ordered | NO | NO
MM31 | 10202113 | X | M | NO | TRANSMISSION FILTER, 246D – HMR, | EA | ZMEC | Not ordered | NO | NO
MM25 | 10202114 | NO | M | N/A | BELT, NYLON SLING 2" x 10 MTR, 2 PLY | EA | ZMEC | Not ordered | NO | NO
MM25 | 10202117 | NO | M | NO | BELT, NYLON SLING, 4" x 12 MTR, | EA | ZMEC | Not ordered | NO | NO
MM25 | 10202118 | NO | M | NO | BELT, NYLON SLING, 4" x 3 MTR | EA | ZMEC | Not ordered | NO | NO
MM25 | 10202119 | NO | M | NO | BELT, NYLON SLING, 4" x 4 MTR | EA | ZMEC | Not ordered | NO | NO
MM25 | 10202120 | NO | M | NO | BELT, NYLON SLING, 4" x 6 MTR | EA | ZMEC | Not ordered | NO | NO
MM25 | 10202121 | NO | M | NO | BELT, NYLON SLING, 6" x 6 MTR | EA | ZMEC | Not ordered | NO | NO
MM25 | 10202122 | NO | M | NO | BELT, NYLON SLING, 2" x 1 MTR | EA | ZMEC | Not ordered | NO | NO
MM25 | 10202123 | NO | M | NO | D-SHACKLE, 1-1/8" | EA | ZMEC | Not ordered | NO | NO
MM25 | 10202124 | NO | M | NO | D-SHACKLE, 1" | EA | ZMEC | Not ordered | NO | NO
MM25 | 10202125 | NO | M | NO | D-SHACKLE, 1/2" | EA | ZMEC | Not ordered | NO | NO
MM25 | 10202126 | NO | M | NO | D-SHACKLE, 3/4" | EA | ZMEC | Not ordered | NO | NO
MM25 | 10202127 | NO | M | NO | D-SHACKLE, 5/8" | EA | ZMEC | Not ordered | NO | NO
MM25 | 10202128 | NO | M | NO | SLING, WIRE ROPE 1" x 2 MTR | EA | ZMEC | Not ordered | NO | NO
MM25 | 10202129 | NO | M | NO | SLING, WIRE ROPE 1/2" x 3 MTR | EA | ZMEC | Not ordered | NO | NO
MM25 | 10202130 | NO | M | NO | SLING, WIRE ROPE, 1/2" x 1 MTR | EA | ZMEC | Not ordered | NO | NO
MM25 | 10202131 | NO | M | NO | SLING, WIRE ROPE, 1/2" x 2 MTR | EA | ZMEC | Not ordered | NO | NO
MM25 | 10202132 | NO | M | NO | SLING, WIRE ROPE, 3/4" x 3 MTR | EA | ZMEC | Not ordered | NO | NO
MM25 | 10202133 | NO | M | NO | SLING, WIRE ROPE, 3/4" x 4 MTR | EA | ZMEC | Not ordered | NO | NO
MM25 | 10202134 | NO | M | NO | SLING, WIRE ROPE, 1-1/8" x 3 MTR | EA | ZMEC | Not ordered | NO | NO
MM07 | 10202136 | NO | M | N/A | FLAT BAR, 150x6MM, 6 MTR LONG | M | ZMEC | Not ordered | NO | NO
MM07 | 10202137 | NO | M | N/A | SS SHEET, 2MM THICK, SS304, 4x8 FEET | EA | ZMEC | Not ordered | 10202137 | NO
MM25 | 10202138 | X | M | NO | SCISSOR, METAL CUTTING, 12" | EA | ZMEC | Not ordered | NO | NO
MM25 | 10202139 | X | M | NO | 3/4" Drive Impact Socket 1 1/16" | EA | ZMEC | Not ordered | NO | NO
MM25 | 10202140 | X | M | NO | 3/4" DRIVE, IMPACT SOCKET 1 1/4" | EA | ZMEC | Not ordered | NO | NO
MM25 | 10202141 | X | M | NO | 3/4" DRIVE, IMPACT SOCKET 1" | EA | ZMEC | Not ordered | NO | NO
MM25 | 10202142 | X | M | N/A | 3/4" DRIVE, IMPACT SOCKET, 1 - 13/16" | EA | ZMEC | Not ordered | NO | NO
MM25 | 10202143 | X | M | NO | 3/4" DRIVE, IMPACT SOCKET 7/8" | EA | ZMEC | Not ordered | NO | NO
MM25 | 10202145 | X | M | NO | HOOK SPANNER, ADJUSTABLE, 1 1/4" - 3" | EA | ZMEC | Not ordered | NO | NO
MM25 | 10202146 | X | M | NO | HOOK SPANNER, ADJUSTABLE, 2" - 4-3/4" | EA | ZMEC | Not ordered | NO | NO
MM25 | 10202147 | X | M | NO | HOOK SPANNER, ADJUSTABLE, 3/4" - 2" | EA | ZMEC | Not ordered | NO | NO
MM25 | 10202148 | X | M | NO | HOOK SPANNER,ADJUSTABLE, 4 1/2" - 4 3/4" | EA | ZMEC | Not ordered | NO | NO
MM25 | 10202149 | X | M | NO | FACE SHIELD, PLASTIC (GRINDING) | EA | ZMEC | Not ordered | NO | NO
MM25 | 10202150 | X | M | NO | PLASTIC HAMMER, 3/4 OZ | EA | ZMEC | Not ordered | NO | NO
MM25 | 10202151 | X | M | NO | RING SPANNER, DOUBLE END, 41 x 46 | EA | ZMEC | Not ordered | NO | NO
MM25 | 10202152 | X | M | NO | HAMMER, SLEDGE, STEEL, 6 LBS. | EA | ZMEC | Not ordered | NO | NO
MM25 | 10202153 | X | M | NO | HAMMER, SLEDGE, BRASS, 8 LBS. | EA | ZMEC | Not ordered | NO | NO
MM25 | 10202154 | X | M | NO | SPIRIT LEVEL, 24", ALUMINIUM | EA | ZMEC | Not ordered | NO | NO
MM25 | 10202155 | X | M | NO | MICROMETER, 0 - 25MM, (OUTSIDE) | EA | ZMEC | Not ordered | NO | NO
MM25 | 10202156 | X | M | NO | SPIRIT LEVEL, 48" (ALUMINIUM) | EA | ZMEC | Not ordered | NO | NO
MM25 | 10202157 | X | M | NO | C-CLAMP, 2 - 12" | EA | ZMEC | Not ordered | NO | NO
MM25 | 10202158 | X | M | NO | STRAP WRENCH - 36" | EA | ZMEC | Not ordered | NO | NO
MM25 | 10202159 | X | M | NO | HYDRAULIC JACK, 10 Ton | EA | ZMEC | Not ordered | NO | NO
MM25 | 10202160 | X | M | NO | HYDRAULIC JACK, 3.5 TON | EA | ZMEC | Not ordered | NO | NO
MM25 | 10202161 | X | M | NO | MACHINIST LEVEL, 8", STARETT | EA | ZMEC | Not ordered | NO | NO
MM25 | 10202162 | X | M | NO | MEASURING TAPE, 100ft. | EA | ZMEC | Not ordered | NO | NO
MM25 | 10202163 | X | M | NO | MEASURING TAPE, 10 FT. | EA | ZMEC | Not ordered | NO | NO
MM25 | 10202165 | X | M | NO | C - CLAMP, 0 - 4" | EA | ZMEC | Not ordered | NO | NO
MM25 | 10202166 | X | M | NO | C - CLAMP, 0 - 5", | EA | ZMEC | Not ordered | NO | NO
MM25 | 10202167 | X | M | NO | C-CLAMP, 0 - 6" | EA | ZMEC | Not ordered | NO | NO
MM25 | 10202168 | X | M | NO | C-CLAMP, 0 - 8" | EA | ZMEC | Not ordered | NO | NO
MM25 | 10202169 | X | M | NO | C-CLAMP, 2 - 10" | EA | ZMEC | Not ordered | NO | NO
MM25 | 10202171 | X | M | NO | TRI ANGLE, 14" (RIGHT ANGLE) | EA | ZMEC | Not ordered | NO | NO
MM07 | 10202176 | NO | M | NO | SOLENOID MOUNTING PLATE, 300x120,3MM THK | EA | ZMEC | Not ordered | NO | NO
MM20 | 10202180 | X | M | NO | AIR HORN | EA | ZMEC | Not ordered | NO | NO
MM07 | 10202182 | NO | M | NO | DOOR, ALUMINIUM - 233 x 87 CM, | EA | ZMEC | Not ordered | NO | NO
MM07 | 10202183 | NO | M | NO | DOOR, ALUMINIUM - 212 x 114 CM | EA | ZMEC | Not ordered | NO | NO
MM07 | 10202184 | NO | M | N/A | WINDOW W/GLASS, ALUMINIUM - 120CMx130CM | EA | ZMEC | Not ordered | NO | NO
MM07 | 10202185 | NO | M | NO | FRAME W/DOOR, ALUMINIUM - 238CM x 233CM | EA | ZMEC | Not ordered | NO | NO
MM07 | 10202186 | NO | M | NO | ALUMINIUM FRAME W/GLASS, 74CM x 65CM | EA | ZMEC | Not ordered | NO | NO
MM07 | 10202187 | NO | M | NO | DOOR CLOSER | EA | ZMEC | Not ordered | NO | NO
MM15 | 10202204 | NO | M | NO | PIPE 6", S80, ASTM A335 Gr. P5 | M | ZMEC | Not ordered | NO | NO
MM30 | 10202206 | NO | M | NO | FILLER WIRE – ER80S-B6, 3.2mm. ESAB | KG | ZMEC | Not ordered | NO | NO
MM30 | 10202209 | NO | M | NO | TEMPERATURE CRAYON – 250 °C | EA | ZMEC | Not ordered | NO | NO
MM07 | 10202241 | NO | M | NO | THREADED ROD, 12 MM, 3 MTR LONG | EA | ZMEC | Not ordered | NO | NO
MM27 | 10202247 | X | M | NO | TYRE - 12R20, SUMITOMO, CHINA | EA | ZMEC | Not ordered | NO | NO
MM27 | 10202248 | X | M | NO | TYRE - 12R20, BRIDGESTONE, JAPAN | EA | ZMEC | Not ordered | NO | NO
MM27 | 10202249 | X | M | NO | TYRE - 12R20, MERAJ, CHINA | EA | ZMEC | Not ordered | NO | NO
MM07 | 10202313 | X | M | NO | CONC. SWAGE, 2"x 3/4", ASTM A234 GR.WPB | EA | ZMEC | Not ordered | NO | NO
MM07 | 10202317 | NO | M | NO | EQUAL TEE 1/2", 90 DEG. SW. S.160, A105N | EA | ZMEC | Not ordered | NO | NO
MM07 | 10202318 | NO | M | NO | SOCKET WELD 1/2", CL.150, A105N.B16.5 | EA | ZMEC | Not ordered | NO | NO
MM05 | 10202321 | NO | M | NO | BOLT,STUD 1/2"x60MM,2HEX NUTS,94GR | EA | ZMEC | Not ordered | NO | NO
MM07 | 10202322 | NO | M | NO | TUBE CONNECTOR 1/2", ANSI, ASTM A576 | EA | ZMEC | Not ordered | NO | NO
MM07 | 10202323 | NO | M | NO | PLUG 1/2", THREADED, A105N,B16.11 | EA | ZMEC | Not ordered | NO | NO
MM07 | 10202325 | NO | M | NO | CHECK VALVE 1/2", SW, A105N BODY, BC | EA | ZMEC | Not ordered | NO | NO
MM07 | 10202326 | NO | M | NO | GLOBE VALVE 1/2", SW,A105N BODY, BB,OS&Y | EA | ZMEC | Not ordered | NO | NO
MM07 | 10202327 | NO | M | NO | UNION,THREADED, 1/2", A105N | EA | ZMEC | Not ordered | NO | NO
MM07 | 10202328 | NO | M | NO | STEAM STRAP, 1/2" | EA | ZMEC | Not ordered | NO | NO
MM26 | 10202330 | NO | M | NO | TUBE 1/2", SMLS,ANSI,ASTM A179, 1.65 THK | M | ZMEC | Not ordered | NO | NO
MM07 | 10202346 | NO | M | NO | SOCKOLET - 1", CL 3000, A105, CS | EA | ZMEC | Not ordered | NO | NO
MM07 | 10202347 | NO | M | NO | SOCKOLET - 6" x 3/4", CL 6000, A105, CS | EA | ZMEC | Not ordered | NO | NO
MM29 | 10202352 | NO | M | NO | BEARING, HUB (COVER), ISUZU TRAILER | EA | ZMEC | Not ordered | NO | NO
MM15 | 10202365 | NO | M | NO | PIPE 4", S80,SMLS,ALLOY PIPE P5,A335 | M | ZMEC | Not ordered | NO | NO
MM32 | 10202366 | X | M | NO | BELT, A/C COMPRESSOR, 02117-91023,NISSAN | EA | ZMEC | Not ordered | NO | NO
MM27 | 10202372 | NO | M | NO | TYRE, 285/45/22, BRIDGESTONE | EA | ZMEC | Not ordered | NO | NO
MM07 | 10202376 | X | M | NO | EQUAL TEE, 1", 3000#, SW, ASME B16.9, | EA | ZMEC | Not ordered | NO | NO
MM10 | 10202392 | NO | M | NO | GASKET 2", SPIRAL WOUND,316/GRAPHITE,300 | EA | ZMEC | Not ordered | NO | NO
MM05 | 10202393 | X | M | NO | STUD BOLT,2HY HX NUT A193, 0.75" x 4.5" | EA | ZMEC | Not ordered | NO | NO
MM05 | 10202394 | X | M | NO | STD BOLT, 2HY HX NUT A193,0.625"x 3", | EA | ZMEC | Not ordered | NO | NO
MM05 | 10202395 | X | M | NO | STD BOLT, 2HY HX NUT A193, 0.625"x3.5" | EA | ZMEC | Not ordered | NO | NO
MM05 | 10202396 | X | M | NO | STD BOLT, 2HY HX NUT A 193, 0.625x4" | EA | ZMEC | Not ordered | NO | NO
MM07 | 10202399 | NO | M | NO | FLANGE 1", CS, WN,RF,CL300, A105, S40 | EA | ZMEC | Not ordered | NO | NO
MM07 | 10202400 | NO | M | NO | NIPPLE, ECCENTRIC SWAGE, 1"x3/4",CS,S160 | EA | ZMEC | Not ordered | NO | NO
CM02 | 10202413 | NO | M | NO | BEAM,STRUCTURAL STEEL, W8x24,CS,ASTM | M | ZMEC | Not ordered | NO | NO
CM02 | 10202416 | NO | M | NO | GRATING,758.8 MM WD X 6.1 M (20 FT) LG, | M | ZMEC | Not ordered | NO | NO
MM05 | 10202417 | NO | M | NO | BOLT, HS, 20x60MM, ASTM A325/A325M, HDG | SET | ZMEC | Not ordered | NO | NO
MM07 | 10202418 | NO | M | NO | COUPLING 3/4", CS, SW X NPT | EA | ZMEC | Not ordered | NO | NO
MM12 | 10202428 | NO | M | NO | PLYWOOD, 18MM, 1.2x2.4 MTR | EA | ZMEC | Not ordered | NO | NO
MM07 | 10202440 | NO | M | NO | PANEL BASE FRAME, STEEL, FABRICATED | EA | ZMEC | Not ordered | NO | NO
MM07 | 10202448 | NO | M | NO | BLIND FLANGE 6", 300 | EA | ZMEC | Not ordered | NO | NO
MM07 | 10202449 | NO | M | NO | BLIND FLANGE 4", 300 | EA | ZMEC | Not ordered | NO | NO
MM07 | 10202484 | NO | M | NO | BASE FRAME FOR PANELS | EA | ZMEC | Not ordered | NO | NO
MM05 | 10202503 | NO | M | NO | CONCRETE CUTTING DISC - 20" | EA | ZMEC | Not ordered | NO | NO
MM05 | 10202521 | NO | M | NO | NUTBOLT WITH WASHER, 6mm | EA | ZMEC | Not ordered | NO | NO
MM05 | 10202522 | X | M | NO | SPRING NUTBOLT WITH WASHER, 6mm | EA | ZMEC | Not ordered | NO | NO
MM05 | 10202525 | X | M | NO | SPRING NUTBOLT WITH WASHER, 12mm | EA | ZMEC | Not ordered | NO | NO
CM02 | 10202530 | NO | M | NO | ANGLE BAR, 50 X 50 X 3MM, 6 MTR LONG | M | ZMEC | Not ordered | NO | NO
MM21 | 10202531 | NO | M | NO | GALVANIZED STEEL SHEET, 3MM X 4' X 8' | EA | ZMEC | Not ordered | NO | NO
MM05 | 10202533 | NO | M | NO | BOLT & NUT,12mmx 30mm, CS, GALVANIZED | EA | ZMEC | Not ordered | NO | NO
MM05 | 10202534 | NO | M | NO | FLAT WASHER, 8 MM, GALVANIZED | EA | ZMEC | Not ordered | NO | NO
MM05 | 10202535 | NO | M | NO | SPRING NUT, 8 MM, GALVANIZED | EA | ZMEC | Not ordered | NO | NO
MM05 | 10202536 | NO | M | NO | LOCK WASHER, 8 MM, GALVANIZED | EA | ZMEC | Not ordered | NO | NO
MM15 | 10202551 | NO | M | NO | PIPE, GI. 38MM (1-1/2"),SCH40, HDG, SSP | M | ZMEC | Not ordered | NO | NO
MM05 | 10202557 | NO | M | NO | ANCHOR BOLT, 3/4"X108MM, 307 GR B-GALV | EA | ZMEC | Not ordered | NO | NO
MM05 | 10202558 | NO | M | NO | BOLT M8X40, WITH 2 NUTS 307GR-B | EA | ZMEC | Not ordered | NO | NO
MM05 | 10202559 | NO | M | NO | U-BOLT,10X100MM, 4 NUTS,A193 B7,A194 | EA | ZMEC | Not ordered | NO | NO
MM28 | 10202560 | X | M | NO | CHECK VALVE 2", BRASS, CRANE | EA | ZMEC | Not ordered | NO | NO
MM07 | 10202561 | X | M | NO | Y BRASS 2”, CRANE | EA | ZMEC | Not ordered | NO | NO
MM07 | 10202562 | X | M | NO | BALL VALVE 2", CRANE | EA | ZMEC | Not ordered | NO | NO
MM07 | 10202563 | X | M | NO | GATE VALVE 2" | EA | ZMEC | Not ordered | NO | NO
CM02 | 10202564 | NO | M | NO | U-CHANNEL, 75 x 40 x 5 x 7MM, CS | M | ZMEC | Not ordered | NO | NO
MM07 | 10202565 | NO | M | NO | RECTANGULAR TUBE, 100 x 50 x 5 mm,CS | M | ZMEC | Not ordered | NO | NO
MM07 | 10202566 | NO | M | NO | SQUARE STEEL TUBE, 50 x 50 x 3 MM, CS | M | ZMEC | Not ordered | NO | NO
MM07 | 10202581 | NO | M | NO | EQUAL TEE,3/4", 90DEG,SW,6000,ASTM 105N; | EA | ZMEC | Not ordered | NO | NO
MM07 | 10202592 | NO | M | NO | HOSE COUPLER 3/4", SP-41CH-221, | EA | ZMEC | Not ordered | NO | NO
MM07 | 10202593 | NO | M | NO | HOSE COUPLER 3/4", SP-41CH-222 | EA | ZMEC | Not ordered | NO | NO
MM07 | 10202594 | NO | M | NO | HOSE COUPLER 3/4", SP-41CH-223 | EA | ZMEC | Not ordered | NO | NO
MM07 | 10202595 | NO | M | NO | HOSE COUPLER 3/4", SP-41CH-224 | EA | ZMEC | Not ordered | NO | NO
MM05 | 10202607 | X | M | NO | STUD BOLTS:3/4” DIA x 4” CL.150 ALLOY | EA | ZMEC | Not ordered | NO | NO
MM10 | 10202609 | NO | M | NO | GASKET:10”CL.150 RF,FLATRING,SCH 20,CS | EA | ZMEC | Not ordered | NO | NO
MM10 | 10202611 | NO | M | NO | GASKET:8”CL.150 RF,FLATRING,SCH 20,CS | EA | ZMEC | Not ordered | NO | NO
MM10 | 10202612 | NO | M | NO | GASKET:6”CL.150 RF,FLATRING,SCH 20,CS | EA | ZMEC | Not ordered | NO | NO
MM10 | 10202613 | NO | M | NO | GASKET:4”CL.150 RF,FLATRING,SCH 20,CS | EA | ZMEC | Not ordered | NO | NO
MM10 | 10202614 | NO | M | NO | GASKET:3”CL.150 RF,FLATRING,SCH 20,CS | EA | ZMEC | Not ordered | NO | NO
MM07 | 10202615 | NO | M | NO | ECC REDUCER, 4" X 3", BE, SCH 40, A234 | EA | ZMEC | Not ordered | NO | NO
MM21 | 10202616 | X | M | NO | SS SHEET, 1.5 MM THICK, 4'x8' | EA | ZMEC | Not ordered | NO | NO
MM05 | 10202617 | NO | M | NO | SS BOLT, 6 MM x 25 MM LG, STAR, RND HEAD | EA | ZMEC | Not ordered | NO | NO
MM05 | 10202618 | NO | M | NO | SS NUT 6MM, | EA | ZMEC | Not ordered | NO | NO
MM05 | 10202619 | NO | M | NO | TAP SET, 6MM | EA | ZMEC | Not ordered | NO | NO
MM07 | 10202620 | NO | M | NO | FULL COUPLING 1", A105N, CL6000, SW ASME | EA | ZMEC | Not ordered | NO | NO
CM06 | 10202631 | NO | M | NO | TARPAUL, 1.4 MTR x 1 MTR | M2 | ZMEC | Not ordered | NO | NO
MM05 | 10202632 | NO | M | NO | SS U-BOLT, 2-1/2" x 8 MM THICK, W/ NUTS | EA | ZMEC | Not ordered | NO | NO
MM28 | 10202639 | NO | M | NO | CHECK VALVE, 8",CL.150, RF,CS, ASTM A216 | EA | ZMEC | Not ordered | NO | NO
MM29 | 10202650 | NO | M | NO | CLUTCH BOOSTER FOR XCMG CRANE | EA | ZMEC | Not ordered | NO | NO
MM29 | 10202651 | NO | M | NO | WATER PUMP ASSEMBLY - GMC | EA | ZMEC | Not ordered | NO | NO
MM28 | 10202654 | X | M | NO | SPECTACLE BLIND, 2", A516-70, CL150 | EA | ZMEC | Not ordered | NO | NO
MM15 | 10202655 | NO | M | NO | PIPE, 2 ", SCH.160, SA 106, Gr. B | M | ZMEC | Not ordered | NO | NO
MM07 | 10202656 | X | M | NO | FLANGE, 2",WN A105,CL150,SCH.160,B16.5 | EA | ZMEC | Not ordered | NO | NO
MM10 | 10202657 | NO | M | NO | GASKET 2", SPW S304, #150, ASME B16.5 RF | EA | ZMEC | Not ordered | NO | NO
MM10 | 10202658 | X | M | NO | SHEET GASKET, 2", #150, ASME B16.21, RF | EA | ZMEC | Not ordered | NO | NO
MM05 | 10202659 | X | M | NO | BOLT 5/8" x 85MM & NUT A193-B7/A194-2H | SET | ZMEC | Not ordered | NO | NO
MM05 | 10202660 | X | M | NO | BOLT 5/8" x 95MM & NUT A193-B7/A194-2H | SET | ZMEC | Not ordered | NO | NO
MM10 | 10202683 | NO | M | NO | GASKET,SHEET,ARAMID,CL150,ASME B16.21 | EA | ZMEC | Not ordered | NO | NO
MM29 | 10202685 | NO | M | NO | UPPER CONTROL ARM - ASSY - GMC | EA | ZMEC | Not ordered | NO | NO
MM29 | 10202686 | NO | M | NO | ROD KIT STEERING LINK - GMC | EA | ZMEC | Not ordered | NO | NO
MM07 | 10202689 | NO | M | NO | THREADOLET, 1/2", CS, 3000# | EA | ZMEC | Not ordered | NO | NO
MM15 | 10202697 | X | M | NO | PIPE - 6", CS,SCH-40 SMLS, ASTM, GALV | M | ZMEC | Not ordered | NO | NO
MM29 | 10202702 | NO | M | NO | WATER PUMP - HINO,VEHICLE,P/N.16100-3467 | EA | ZMEC | Not ordered | NO | NO
CM02 | 10202706 | NO | M | NO | SQUARE TUBE, 100 X 50 X 3 MM, 6 MTR LONG | M | ZMEC | Not ordered | NO | NO
MM21 | 10202709 | NO | M | NO | SHEET, GI, 3MM x 1 MTR x 2 MTR | EA | ZMEC | Not ordered | NO | NO
MM26 | 10202710 | NO | M | NO | SQUARE TUBE, STEEL, 25 x 25 x 3MM x 6 M | EA | ZMEC | Not ordered | NO | NO
MM07 | 10202711 | NO | M | NO | SPECTACLE BLIND, FLANGE 2" CL150, CS | EA | ZMEC | Not ordered | NO | NO
MM07 | 10202714 | NO | M | NO | FLANGE 2”, CS WNRF CLASS 150, A 105 S160 | EA | ZMEC | Not ordered | NO | NO
MM07 | 10202717 | X | M | NO | STRAIGHT NIPPLE 3/4"x100MM,SMLS,S80,GAL | EA | ZMEC | Not ordered | NO | NO
MM10 | 10202727 | NO | M | NO | GASKET 3", CL150 ASME,RF 1.6MM-T GARLOCk | EA | ZMEC | Not ordered | NO | NO
MM07 | 10202732 | X | M | NO | SWAGE NIPPLE 2" X 1-1/2", S.80,SMLS,GAL. | EA | ZMEC | Not ordered | NO | NO
MM29 | 10202733 | NO | M | NO | STARTER - MOTOR - ASSY - 24V, HINO | EA | ZMEC | Not ordered | NO | NO
AM05 | 10202740 | X | M | NO | Paper Tray / Document Tray - 2 layers | EA | ZMEC | Not ordered | NO | NO
MM07 | 10202749 | X | M | NO | FLAT BAR, 75 X 6 mm X 6 Mtrs. | M | ZMEC | Not ordered | NO | NO
AM07 | 10202751 | NO | M | NO | REFLECTIVE TAPE 4", SAFETY TRAFIC SIGN | EA | ZMEC | Not ordered | NO | NO
EM22 | 10202753 | X | M | NO | LOCK COMPONENT, RITTAL, TS8800.040 | EA | ZMEC | Not ordered | NO | NO
MM31 | 10202754 | X | M | NO | FUEL FILTER, ISUZU VEHICLE | EA | ZMEC | Not ordered | NO | NO
MM31 | 10202755 | X | M | NO | AIR FILTER - TATA BUS | EA | ZMEC | Not ordered | NO | NO
MM07 | 10202757 | NO | M | NO | REDUCER,CONCENTRIC,3/4"x1/2",CS,SCH80 | EA | ZMEC | Not ordered | NO | NO
MM15 | 10202758 | NO | M | NO | PIPE 2", SCH 80 ASTM B165 UNS NO. 4400 | M | ZMEC | Not ordered | NO | NO
MM15 | 10202759 | NO | M | NO | PIPE 2", SCH 80, ASTM B167 UNS NO. 6025 | M | ZMEC | Not ordered | NO | NO
MM30 | 10202760 | NO | M | NO | FILLER WIRE, ER NICU-7, SIZE 2.4 MM | KG | ZMEC | Not ordered | NO | NO
MM30 | 10202761 | NO | M | NO | FILLER WIRE, ER NICR-3, SIZE 2.4 MM | KG | ZMEC | Not ordered | NO | NO
EM11 | 10202765 | NO | M | NO | CANTILIVER BRACKET,G.I., 41X41X200X45 cm | EA | ZMEC | Not ordered | NO | NO
EM11 | 10202766 | NO | M | NO | CANTILIVER BRACKET,G.I., 41X41X200X200cm | EA | ZMEC | Not ordered | NO | NO
EM11 | 10202769 | NO | M | NO | FISHER, STEEL - 10 mm | BOX | ZMEC | Not ordered | NO | NO
MM29 | 10202775 | NO | M | NO | RELEASE BEARING, TATA BUS, MODEL - 1316 | EA | ZMEC | Not ordered | NO | NO
MM05 | 10202781 | NO | M | NO | BOLT, ANCHOR, 12MM x 80 MM | EA | ZMEC | Not ordered | NO | NO
MM25 | 10202792 | NO | M | NO | 20mm Dia x 50mm Lg, Magnetic Drill Bit | EA | ZMEC | Not ordered | NO | NO
MM25 | 10202793 | NO | M | NO | 24mm Dia x 50mm Lg, Magnetic Drill Bit | EA | ZMEC | Not ordered | NO | NO
MM25 | 10202794 | NO | M | NO | 32mm Dia x 50mm Lg, Magnetic Drill Bit | EA | ZMEC | Not ordered | NO | NO
CM02 | 10202796 | NO | M | NO | FLAT BAR, 120 x 10 MM, 6 MTR LONG | EA | ZMEC | Not ordered | NO | NO
MM05 | 10202797 | NO | M | NO | MASONRY SCREWS SS, 668-MF330, HACKMANN | EA | ZMEC | Not ordered | NO | NO
MM05 | 10202799 | NO | M | NO | 316 TRIANGLE TIES, HDP, HACKMANN BLD.PRO | EA | ZMEC | Not ordered | NO | NO
MM17 | 10202801 | NO | M | NO | COPPER SPRING, P/N SKPU 5031, SKY PUMP | EA | ZMEC | Not ordered | NO | NO
MM17 | 10202802 | NO | M | NO | SS SPRING, P/N SKPU 5030, SKY PUMP | EA | ZMEC | Not ordered | NO | NO
MM17 | 10202803 | NO | M | NO | RETAIN PLAT, P/N SKPU 5029, SKY PUMP | EA | ZMEC | Not ordered | NO | NO
MM17 | 10202804 | NO | M | NO | PACKING CARRIER, P/N SKPU 5032, SKY PUMP | EA | ZMEC | Not ordered | NO | NO
MM17 | 10202805 | NO | M | NO | GLAND PACKING, SKSP 7996, SKY PUMP | EA | ZMEC | Not ordered | NO | NO
MM05 | 10202809 | NO | M | NO | STUD BOLTS, 3/4" X 130MM, W/2 NUTS, ASME | EA | ZMEC | Not ordered | NO | NO
MM10 | 10202810 | NO | M | NO | GASKET, 3"X 600#, S/WOUND, SS 316,RF | EA | ZMEC | Not ordered | NO | NO
MM07 | 10202811 | NO | M | NO | BLIND FLANGE 3"X 600#, ASTM A182 316 L | EA | ZMEC | Not ordered | NO | NO
MM15 | 10202816 | X | M | NO | PIPE 3",S40,CS,SMLS,BE,ASTM,A106‐B, ASME | M | ZMEC | Not ordered | NO | NO
MM10 | 10202829 | NO | M | NO | GASKET 14",CL.150,SS304,4.5MM THK,SPIRAL | EA | ZMEC | Not ordered | NO | NO
MM10 | 10202830 | NO | M | NO | GASKET 10",CL.150,SPIRAL WOUND, SS304 | EA | ZMEC | Not ordered | NO | NO
MM10 | 10202831 | NO | M | NO | GASKET 8",CL.300,RF,SPIRAL WOUND, SS304 | EA | ZMEC | Not ordered | NO | NO
MM10 | 10202832 | NO | M | NO | GASKET 8",CL.150,RF, SPIRAL WOUND, SS304 | EA | ZMEC | Not ordered | NO | NO
MM10 | 10202833 | X | M | NO | GASKET 3",CL.300,RF,SPIRAL WOUND, SS304 | EA | ZMEC | Not ordered | NO | NO
MM05 | 10202836 | X | M | NO | STUD BOLTS,7/8"x120 MM,W/2NUTS,ASTM A193 | EA | ZMEC | Not ordered | NO | NO
MM05 | 10202837 | X | M | NO | STUD BOLTS,3/4"x195 MM,W/2NUTS,ASTM A193 | EA | ZMEC | Not ordered | NO | NO
MM05 | 10202839 | X | M | NO | STUD BOLTS,3/4"x155 MM,W/2NUTS,ASTM A193 | EA | ZMEC | Not ordered | NO | NO
MM07 | 10202844 | NO | M | NO | PLUG, 3/4", ROUND HEAD,ASTM A105, ASME | EA | ZMEC | Not ordered | NO | NO
MM29 | 10202846 | NO | M | NO | WIPER MOTOR, 269710391A, TATA BUS | EA | ZMEC | Not ordered | NO | NO
MM07 | 10202859 | NO | M | NO | TRANSPARENT SWING ARM HOSE, 1-1/4" DIA | EA | ZMEC | Not ordered | NO | NO
MM05 | 10202863 | NO | M | NO | FLAER NUT, 7/8" | EA | ZMEC | Not ordered | NO | NO
MM05 | 10202864 | NO | M | NO | FLAER NUT, 1/2", BRASS FITTING | EA | ZMEC | Not ordered | NO | NO
MM05 | 10202865 | NO | M | NO | COPPER ELBOW, 7/8" | EA | ZMEC | Not ordered | NO | NO
MM05 | 10202867 | NO | M | NO | TUBE CUTTER, CT-273 | EA | ZMEC | Not ordered | NO | NO
MM15 | 10202878 | X | M | NO | PIPE 6", CS, SCH 80, ASTM A106 Gr. B | M | ZMEC | Not ordered | NO | NO
MM30 | 10202880 | X | M | NO | ELECTRODE, E310H-15, SIZE : 2.5mm | KG | ZMEC | Not ordered | NO | NO
MM30 | 10202884 | X | M | NO | ELECTRODE, ENiCrFe-2, SIZE : 3.2mm | KG | ZMEC | Not ordered | NO | NO
CM02 | 10202899 | NO | M | NO | C-CHANNEL, C6 x 10.5, CS | M | ZMEC | Not ordered | NO | NO
CM02 | 10202900 | NO | M | NO | EQUAL ANGLE,L3X3X1/2 ASTM A36/A36M, 6 M | EA | ZMEC | Not ordered | NO | NO
MM25 | 10203005 | NO | M | NO | 14MM DIA x 50MM LG, MAGNETIC DRILL BIT | EA | ZMEC | Not ordered | NO | NO
MM25 | 10203007 | NO | M | NO | 23MM DIA x 50MM LG, MAGNETIC DRILL BIT | EA | ZMEC | Not ordered | NO | NO
MM25 | 10203008 | NO | M | NO | 60MM DIA x 50MM LG, MAGNETIC DRILL BIT | EA | ZMEC | Not ordered | NO | NO
MM25 | 10203009 | NO | M | NO | 18MM DIA x 50MM LG, MAGNETIC DRILL BIT | EA | ZMEC | Not ordered | NO | NO
MM25 | 10203010 | NO | M | NO | MAGNETIC DRILL BIT CENTER PIN, 6MMx100MM | EA | ZMEC | Not ordered | NO | NO
MM21 | 10203014 | NO | M | NO | HEAT SHIELD SHEET,ASTM A276 TP310, SS | EA | ZMEC | Not ordered | NO | NO
MM21 | 10203015 | NO | M | NO | WRAPPING SHEETS, ASTM A276 TP310, GA 20 | EA | ZMEC | Not ordered | NO | NO
MM05 | 10203016 | NO | M | NO | Shield Clips,5MM THK,ASTM A276 TP310 | EA | ZMEC | Not ordered | NO | NO
MM21 | 10203017 | NO | M | NO | BENT PLATE, ASTM A479, TP 310S, 8MM THK | EA | ZMEC | Not ordered | NO | NO
MM07 | 10203018 | NO | M | NO | CONNECTION TEE, ASTM A479, TP 310S | EA | ZMEC | Not ordered | NO | NO
MM05 | 10203019 | NO | M | NO | GUIDING CLIP,ANGLE L50,ASTM A479,TP310S | EA | ZMEC | Not ordered | NO | NO
MM07 | 10203020 | NO | M | NO | HOLD DOWN ANGLE, L 90,ASTM A479,TP 310S | EA | ZMEC | Not ordered | NO | NO
MM21 | 10203021 | NO | M | NO | SHEET, 2.4 MTR x 1.2 MTR x 3MM,ASTM A276 | EA | ZMEC | Not ordered | NO | NO
MM25 | 10203022 | NO | M | NO | CHUCK, FOR MAGNETIC DRILL BIT | EA | ZMEC | Not ordered | NO | NO
MM21 | 10203023 | NO | M | NO | SS PLATE,5 MM THK,ASTM A 479 TP 310 S, | EA | ZMEC | Not ordered | NO | NO
MM21 | 10203024 | NO | M | NO | SS PLATE,3 MM,ASTM A 276 TP 310 S, | EA | ZMEC | Not ordered | NO | NO
MM21 | 10203025 | NO | M | NO | SS PLATE,8 MM,ASTM A 479 TP 310 S | EA | ZMEC | Not ordered | NO | NO
MM21 | 10203026 | NO | M | NO | WRAPING SHEETS,GA20,ASTM A276 TP310 | EA | ZMEC | Not ordered | NO | NO
MM21 | 10203031 | NO | M | NO | T-SECTION (CUT FROM H-BEAM 200x200x8x12) | EA | ZMEC | Not ordered | NO | NO
MM07 | 10203032 | NO | M | NO | VACUUM MOTOR,65 CFM,FOR DEWATERING PUMP | EA | ZMEC | Not ordered | NO | NO
ZM12 | 10203033 | NO | M | NO | L-ANGLE CLAMP,100x100,HDG | EA | ZMEC | Not ordered | NO | NO
ZM12 | 10203034 | NO | M | NO | L-ANGLE CLAMP,5x5,HDG | EA | ZMEC | Not ordered | NO | NO
ZM12 | 10203035 | NO | M | NO | L-ANGLE CLAMP,10x10,HDG | EA | ZMEC | Not ordered | NO | NO
MM30 | 10203040 | NO | M | NO | WELDING ROD, E310-15, 2.4MM, | KG | ZMEC | Not ordered | NO | NO
MM10 | 10203048 | NO | M | NO | Masteremaco s 488 thixotropic repair mor | BOX | ZMEC | Not ordered | NO | NO
MM28 | 10203051 | NO | M | NO | THERMAL RELIEF VALVE,1"X3/4",SCH. S-XS | EA | ZMEC | Not ordered | NO | NO
MM03 | 10203057 | NO | M | NO | CERAMIC FIBER CLOTH | M | ZMEC | Not ordered | NO | NO
CM02 | 10203072 | NO | M | NO | ANGLE BAR,ASTM A36,30x30x5 mm x 6 M LONG | EA | ZMEC | Not ordered | NO | NO
MM07 | 10203078 | NO | M | NO | GRATING CLAMPS , HDG , CARBON STEEL | EA | ZMEC | Not ordered | NO | NO
MM30 | 10203092 | NO | M | NO | ELECTRODE, ENiCrFe-2, 3.2 MM | KG | ZMEC | Not ordered | NO | NO
MM05 | 10203104 | NO | M | NO | ANCHOR BOLTS, M20 x 270, HILTI | EA | ZMEC | Not ordered | NO | NO
MM15 | 10203110 | NO | M | NO | CS PIPE, 18", SCH – 80, 12 MTR LONG | M | ZMEC | Not ordered | NO | NO
CM03 | 10203125 | NO | M | NO | PRECAST CONCRETE STOPPER, 1000x200x150 | EA | ZMEC | Not ordered | NO | NO
MM29 | 10203137 | NO | M | NO | RADIATOR CAP HYUNDAI AC, TATA BUS | EA | ZMEC | Not ordered | NO | NO
MM15 | 10203148 | NO | M | NO | PIPE, 1", SMLS, A106-B, PE, SCH.160 | EA | ZMEC | Not ordered | NO | NO
MM29 | 10203167 | NO | M | NO | HYD.OIL RETURN FILTER, FRA-800*20F-Y | EA | ZMEC | Not ordered | NO | NO
MM29 | 10203168 | NO | M | NO | HYDRAULIC OIL FILTER, FRA-800*180F-Y | EA | ZMEC | Not ordered | NO | NO
MM18 | 10203175 | NO | M | NO | ROPE, NYLON, 8MM, (50 MTR) | RL | ZMEC | Not ordered | NO | NO
MM25 | 10203178 | NO | M | NO | MAGNETIC STICK | EA | ZMEC | Not ordered | NO | NO
MM21 | 10203179 | NO | M | NO | STEEL PLATE, 12MM, A240 TP 316,1.2 x 2.4 | EA | ZMEC | Not ordered | NO | NO
MM21 | 10203181 | NO | M | NO | SLIDING PLATE,160x160x4.5mm,A240 TP 316 | EA | ZMEC | Not ordered | NO | NO
MM21 | 10203190 | NO | M | NO | CHECKERED PLATE, 6MM THICK, 2MTR X 6MTR | EA | ZMEC | Not ordered | NO | NO
MM25 | 10203191 | NO | M | NO | DIESEL REFILLING PUMP, MANUAL, ROTARY | EA | ZMEC | Not ordered | NO | NO
MM05 | 10203194 | NO | M | NO | BOLT,STUD,5/8"x65MM,W/2 NUT,A193 B7 | EA | ZMEC | Not ordered | NO | NO
MM05 | 10203195 | NO | M | NO | U BOLT, 1/2"xM10,W/ 4 NUTS,A193 B7, GR.8 | EA | ZMEC | Not ordered | NO | NO
CM02 | 10203199 | NO | M | NO | ALUMINIUM I BEAMS,150x80,FOR SHUTTERING | M | ZMEC | Not ordered | NO | NO
MM25 | 10203208 | NO | M | NO | HI-LO GAUGE (G.A.L. Gauge Co.) | EA | ZMEC | Not ordered | NO | NO
MM25 | 10203209 | NO | M | NO | CAM TYPE GAUGE, (G.A.L. Gauge Co.) | EA | ZMEC | Not ordered | NO | NO
MM25 | 10203210 | NO | M | NO | ZERO TEST PLATES & FILM, ELCOMETER | EA | ZMEC | Not ordered | NO | NO
MM09 | 10203211 | NO | M | NO | SKD-S2 DEVELOPER, MAGNAFLUX, AEROSOL CAN | EA | ZMEC | Not ordered | NO | NO
MM09 | 10203212 | NO | M | NO | SKL-SP2 RED PENETRANT,MAGNAFLUX,AEROSOL | CAN | ZMEC | Not ordered | NO | NO
MM09 | 10203213 | NO | M | NO | SKC-S CLEANER/REMOVER,MAGNAFLUX,AEROSOL | CAN | ZMEC | Not ordered | NO | NO
MM09 | 10203214 | NO | M | NO | WCP-2 LIGHT CONTRAST PAINT, MAGNAFLUX | CAN | ZMEC | Not ordered | NO | NO
MM10 | 10203216 | NO | M | NO | GASKET, CSCR-316, IR4.5MM, CL300,B16.20 | EA | ZMEC | Not ordered | NO | NO
MM21 | 10203219 | NO | M | NO | PLATE,SS,4MM THK,1200x2400,Gr.TP347H | EA | ZMEC | Not ordered | NO | NO
MM05 | 10203224 | NO | M | NO | MACHNE BOLT,M12x50MM,ASTM A320,Gr.8,CL.1 | EA | ZMEC | Not ordered | NO | NO
MM10 | 10203227 | NO | M | NO | LOCTITE 567, THREAD SEALANT, 250ML | EA | ZMEC | Not ordered | NO | NO
MM10 | 10203228 | NO | M | NO | LOCTITE 567, THREAD SEALANT, 50ML | EA | ZMEC | Not ordered | NO | NO
MM10 | 10203229 | NO | M | NO | LOCTITE SF 7061, CLEANER, 400ML | EA | ZMEC | Not ordered | NO | NO
MM11 | 10203231 | NO | M | NO | HYDROTEST HOSE, 3/4", 1600 BAR, 15 MTR | EA | ZMEC | Not ordered | NO | NO
MM11 | 10203232 | NO | M | NO | HYDROTEST HOSE, 3/4", 1600 BAR, 3 MTR | EA | ZMEC | Not ordered | NO | NO
MM07 | 10203238 | NO | M | NO | FLANGE,L-JOINT,A105,CL300,RF,B16.5,S-XXS | EA | ZMEC | Not ordered | NO | NO
MM05 | 10203243 | NO | M | NO | U-BOLT, 3/4", M6x55MM L, RADIUS 15, GALV | EA | ZMEC | Not ordered | NO | NO
MM25 | 10203244 | NO | M | NO | CENTRE PIN, 50 MM LNG,MAGNETIC DRILL M/C | EA | ZMEC | Not ordered | NO | NO
MM05 | 10203245 | NO | M | NO | STUD BOLT, 1"x 275MM LG, 2H HEX-NUTS | EA | ZMEC | Not ordered | NO | NO
MM10 | 10203246 | NO | M | NO | GASKET,1/8" THK (3.0MM),CL150, B16.5, | EA | ZMEC | Not ordered | NO | NO
MM10 | 10203247 | NO | M | NO | GASKET, 1.6MM, GARLOCK STYLE 3000,FLAT | EA | ZMEC | Not ordered | NO | NO
MM15 | 10203270 | NO | M | NO | PIPE-10"STD BE,CS SMLS,ASTM A106-B ASME | M | ZMEC | Not ordered | NO | NO
MM07 | 10203271 | NO | M | NO | ELBOW,3/4",90DEG,CL6000,SW,A105N,B16.12 | EA | ZMEC | Not ordered | NO | NO
MM10 | 10203297 | NO | M | NO | GASKET,12",SPW,CL150,RF,316L SS WINDING | EA | ZMEC | Not ordered | NO | NO
MM07 | 10203307 | NO | M | NO | REDUCER ECC-12"x 8"STD-STD,BE,CS ASTM A2 | EA | ZMEC | Not ordered | NO | NO
MM07 | 10203312 | NO | M | NO | FLANGE,3/4",WN,CL150 RF,CS,A105N,XS BORE | EA | ZMEC | Not ordered | NO | NO
MM07 | 10203325 | NO | M | NO | FLANGE,1-1/2",SW,CL1500,RF,A350,XS BORE | EA | ZMEC | Not ordered | NO | NO
MM07 | 10203329 | NO | M | NO | FLANGE,2",SW,CL150,RF,WN,A105N,XS BORE | EA | ZMEC | Not ordered | NO | NO
MM28 | 10203349 | NO | M | NO | GATE VALVE 2",CL150 RF,CS BODY,A216-WCB | EA | ZMEC | Not ordered | NO | NO
MM28 | 10203358 | NO | M | NO | CHECK VALVE 8",ASME CL300,RJ FLGD ENDS | EA | ZMEC | Not ordered | NO | NO
MM28 | 10203361 | NO | M | NO | BALL VALVE 12",CL150 RF,CS BODY, 316 SS | EA | ZMEC | Not ordered | NO | NO
MM28 | 10203371 | NO | M | NO | GATE VALVE 3/4",ASME CL150, NPT ENDS,BRZ | EA | ZMEC | Not ordered | NO | NO
MM28 | 10203373 | NO | M | NO | GATE VALVE 3/4",ASME CL 800,NPT ENDS, CS | EA | ZMEC | Not ordered | NO | NO
MM07 | 10203375 | NO | M | NO | BLIND FLANGES 3/4",S160,CL300,ASTM A182 | EA | ZMEC | Not ordered | NO | NO
MM07 | 10203377 | NO | M | NO | SWAGE CONC-2"X1",XS-XS TBE,CS,ASTM A234- | EA | ZMEC | Not ordered | NO | NO
MM07 | 10203378 | NO | M | NO | SWAGE CONC -2"X1 1/2",XS-XS TBE,CS,ASTM | EA | ZMEC | Not ordered | NO | NO
MM07 | 10203386 | NO | M | NO | WELDOLET 12"X 2",STD-XS BE,CS ASTM A105N | EA | ZMEC | Not ordered | NO | NO
MM07 | 10203388 | NO | M | NO | SOCKOLET 2" X 3/4", CL6000, SW,LTCS,ASTM | EA | ZMEC | Not ordered | NO | NO
MM07 | 10203390 | NO | M | NO | SOCKOLET 6" X 3/4",CL6000,SW,ITCS,ASTM | EA | ZMEC | Not ordered | NO | NO
MM07 | 10203394 | NO | M | NO | SOCKOLET 12" X 3/4",CL3000,SW,CS,ASTM, | EA | ZMEC | Not ordered | NO | NO
MM07 | 10203406 | NO | M | NO | PLUG-3/4",ROUND HEAD,STL,ASTM A105,GALV, | EA | ZMEC | Not ordered | NO | NO
MM07 | 10203407 | NO | M | NO | PLUG-3/4",ROUND HEAD,STL,ASTM A105,GALV, | EA | ZMEC | Not ordered | NO | NO
MM10 | 10203428 | NO | M | NO | GASKET 8",CL150,RF,SPIRAL WOUND, 316L SS | EA | ZMEC | Not ordered | NO | NO
MM05 | 10203447 | NO | M | NO | ANCHOR BOLT,25 IA-A-140-550, TYPE-2A | EA | ZMEC | Not ordered | NO | NO
MM05 | 10203448 | NO | M | NO | ANCHOR BOLT,25 IA-A-140-750, TYPE-2A | EA | ZMEC | Not ordered | NO | NO
MM30 | 10203455 | NO | M | NO | WELDING ELECTRODES, E8018-C1 - 3.2 MM | KG | ZMEC | Not ordered | NO | NO
MM10 | 10203456 | NO | M | NO | GASKET 1/2",CSCR-316- IR4.5MM,300,B16.20 | EA | ZMEC | Not ordered | NO | NO
MM21 | 10203460 | NO | M | NO | PLATE, MS, 2 MTR X 1 MTR ,6 MM THICK | EA | ZMEC | Not ordered | NO | NO
MM07 | 10203461 | NO | M | NO | GRATING, 2 MTR X 3.5 MTR ,32 MM THICK | EA | ZMEC | Not ordered | NO | NO
MM07 | 10203462 | NO | M | NO | GRATING, 2 MTR X 1.5 MTR ,32 MM THICK | EA | ZMEC | Not ordered | NO | NO
MM07 | 10203470 | NO | M | NO | STEEL DOOR LEAF, 910x2000x45MM,2 HR FIRE | SET | ZMEC | Not ordered | NO | NO
MM07 | 10203506 | NO | M | NO | FLANGE 1.5",150#,WN,RF,B462 UNS N0802 | EA | ZMEC | Not ordered | NO | NO
MM05 | 10203512 | NO | M | NO | STUD BOLTS 1/2"X70MM,2H NUT,ASME B1.1 | EA | ZMEC | Not ordered | NO | NO
MM07 | 10203519 | NO | M | NO | GATE VALVE 3/4",150#,Flanged Ends,API602 | EA | ZMEC | Not ordered | NO | NO
MM07 | 10203527 | NO | M | NO | BEAM SUPPORT 1.5",MR04-B (HORIZONTAL PIP | EA | ZMEC | Not ordered | NO | NO
MM28 | 10203542 | NO | M | NO | CHECK VALVE 6",A216-WCB CL150 DUAL PLATE | EA | ZMEC | Not ordered | NO | NO
MM07 | 10203550 | NO | M | NO | NIPPLE 3/4''x100MM,S-XXS,SMLS,ASTM A106 | EA | ZMEC | Not ordered | NO | NO
MM07 | 10203551 | NO | M | NO | NIPPLE 3/4''x75MM,S-160,SMLS,ASTM A106 | EA | ZMEC | Not ordered | NO | NO
MM21 | 10203584 | NO | M | NO | ALUMINIUM PLAIN SHEET, 1.5 MM X 4 X 8 FT | EA | ZMEC | Not ordered | NO | NO
MM15 | 10203588 | NO | M | NO | PIPE 3", ASTM A53B, SCH 40, ASTM B36.10M | M | ZMEC | Not ordered | NO | NO
MM15 | 10203591 | NO | M | NO | PIPE 1/2",PE,ASTM A312 TP304L,S40,B36.19 | M | ZMEC | Not ordered | NO | NO
MM15 | 10203592 | NO | M | NO | PIPE 1/2", PE, SCH40S,ASTM A312 GR.TP904 | M | ZMEC | Not ordered | NO | NO
MM28 | 10203594 | NO | M | NO | KNIFE GATE VALVE 6",SS2205,CL150,FF FLAN | EA | ZMEC | Not ordered | NO | NO
MM28 | 10203617 | NO | M | NO | GATE VALVE 2",150,ASTM A351 GR.CF3M,OS&Y | EA | ZMEC | Not ordered | NO | NO
MM07 | 10203621 | NO | M | NO | ELBOW 1/2",90DEG,SW 3000,ASTM A182 F304L | EA | ZMEC | Not ordered | NO | NO
MM07 | 10203623 | NO | M | NO | ELBOW 1/2",90DEG.SW 3000,A182 F304L, S40 | EA | ZMEC | Not ordered | NO | NO
MM28 | 10203624 | NO | M | NO | GATE VALVE 1/2",800,SW, HANDWHEEL OP, BB | EA | ZMEC | Not ordered | NO | NO
MM15 | 10203625 | NO | M | NO | PIPE, 6", SCH.80,ALLOY 20 (UNS N08020) | EA | ZMEC | Not ordered | NO | NO
MM30 | 10203626 | X | M | NO | FILLER WIRE, ERNiCrMo-3, 2.4MM | EA | ZMEC | Not ordered | NO | NO
MM28 | 10203642 | NO | M | NO | GATE VALVE 3/4",SWxNPT,800#, A105N BODY, | EA | ZMEC | Not ordered | NO | NO
MM10 | 10203663 | NO | M | NO | GASKET 1",NBR,1.6 MM THICK, 150 LB,RF, | EA | ZMEC | Not ordered | NO | NO
CM02 | 10203695 | NO | M | NO | SQUARE TUBE, 12 X 12 MM, 6 MTR LONG | M | ZMEC | Not ordered | NO | NO
AM03 | 10203702 | NO | M | NO | ALUMINIUM DOOR W/ FRAME,92.5CM x 212.8CM | EA | ZMEC | Not ordered | NO | NO
MM05 | 10203715 | NO | M | NO | LOCK WASHER, 12MM | EA | ZMEC | Not ordered | NO | NO
MM05 | 10203716 | NO | M | NO | SS BOLT, 6mm X 35mm,W/FLAT & LOCK WASHER | EA | ZMEC | Not ordered | NO | NO
MM05 | 10203717 | NO | M | NO | LOCK WASHER, 10 MM | EA | ZMEC | Not ordered | NO | NO
MM05 | 10203720 | NO | M | NO | SS BOLT, 8X25 MM W/ NUT & WASHER | EA | ZMEC | Not ordered | NO | NO
MM07 | 10203727 | NO | M | NO | EQUAL TEE, 3/4", A105N, 9000lbs, NPT | EA | ZMEC | Not ordered | NO | NO
MM27 | 10203732 | NO | M | NO | TYRE, 10-R16.5, TUBELESS (BOB CAT) | EA | ZMEC | Not ordered | NO | NO
MM25 | 10203733 | NO | M | NO | LATHE MACHINE LEFT SIDE CUTTING TOOL | EA | ZMEC | Not ordered | NO | NO
MM25 | 10203734 | NO | M | NO | LATHE MACHINE RIGHT SIDE CUTTING TOOL | EA | ZMEC | Not ordered | NO | NO
MM25 | 10203735 | NO | M | NO | LATHE MACHINE CENTER CUTTING TOOL (V) | EA | ZMEC | Not ordered | NO | NO
MM25 | 10203736 | NO | M | NO | PENCIL GRINDER STONE | EA | ZMEC | Not ordered | NO | NO
MM25 | 10203737 | NO | M | NO | POWER HACKSAW BLADE, 300MMx25MMx1.25MM | EA | ZMEC | Not ordered | NO | NO
MM07 | 10203740 | NO | M | NO | CUTTING DISC, CS, 4.5" (1.2MM) | EA | ZMEC | Not ordered | 10203740 | NO
MM06 | 10203742 | NO | M | NO | ENGINE OIL FILTER, 46703587, PWR GENERA | EA | ZMEC | Not ordered | NO | NO
MM06 | 10203743 | NO | M | NO | FUEL FILTER, POWER GENERATOR, 46703590, | EA | ZMEC | Not ordered | NO | NO
MM05 | 10203750 | NO | M | NO | STUD BOLT, 1"x75MM LONG, A193 B7,2H NUTS | EA | ZMEC | Not ordered | NO | NO
MM05 | 10203751 | NO | M | NO | STUD BOLT 3/4"x75MM LNG.A193 B7,W/2H NUT | EA | ZMEC | Not ordered | NO | NO
MM28 | 10203755 | NO | M | NO | GATE VALVE 3/4",SWxTHREAD,800#,A105N | EA | ZMEC | Not ordered | NO | NO
MM05 | 10203760 | NO | M | NO | SS SELF TAP SCREW, 3/4" | EA | ZMEC | Not ordered | NO | NO
MM05 | 10203761 | NO | M | NO | SS SELF TAP SCREW, 1" | EA | ZMEC | Not ordered | NO | NO
MM10 | 10203762 | NO | M | NO | NON METALLIC GASKET SHEET, 3MM | EA | ZMEC | Not ordered | NO | NO
MM15 | 10203794 | NO | M | NO | PIPE 12",STD BE, CS, SMLS, ASTM A106-B, | M | ZMEC | Not ordered | NO | NO
MM09 | 10203795 | NO | M | NO | AEROSOL, 400ML, TESTNG, MAGNETIC & PENET | CAN | ZMEC | Not ordered | NO | NO
MM09 | 10203796 | NO | M | NO | NORMAL COUPLANT FOR UT/UTT | L | ZMEC | Not ordered | NO | NO
MM09 | 10203797 | NO | M | NO | HIGH TEMPERATURE COUPLANT FOR UT/UTT | EA | ZMEC | Not ordered | NO | NO
MM05 | 10203799 | NO | M | NO | BOLT HS,M16x150MM LONG,HDG,W/NUT&WASHER | EA | ZMEC | Not ordered | NO | NO
MM24 | 10203800 | NO | M | NO | HAND TAP THREADING DIE, 8MM DIA | SET | ZMEC | Not ordered | NO | NO
MM15 | 10203803 | X | M | NO | CONDUIT PIPE, GI, 1-1/2" x 3 MTR LENGTH | EA | ZMEC | Not ordered | NO | NO
MM07 | 10203820 | NO | M | NO | SAFETY RING, 0.75", 081-SRA-102 | EA | ZMEC | Not ordered | NO | NO
IM07 | 10203821 | NO | M | NO | ORIFICE FLANGE,3",PER ATTACHED DATA SHT | EA | ZMEC | Not ordered | NO | NO
MM11 | 10203822 | NO | M | NO | STEAM HP HOSE, KARCHER, MOD: JE6.391-629 | EA | ZMEC | Not ordered | NO | NO
MM13 | 10203823 | NO | M | NO | GEAR OIL,KARCHER,NO.90,MOD:JE6.288-016 | L | ZMEC | Not ordered | NO | NO
MM10 | 10203826 | NO | M | NO | MOLYKOTE (SEALANT FOR BOLTS) | CAN | ZMEC | Not ordered | NO | NO
MM10 | 10203827 | NO | M | NO | THREAD SEALANT- 80633 (14D) | CAN | ZMEC | Not ordered | NO | NO
MM29 | 10203837 | NO | M | NO | SWITCH ASSEMBLY, (TURN SIGNAL) COASTER | EA | ZMEC | Not ordered | NO | NO
MM06 | 10203841 | NO | M | NO | OIL FILTER, CHRYSLER - VOYAGER | EA | ZMEC | Not ordered | NO | NO
MM06 | 10203842 | NO | M | NO | OIL FILTER, GMC - SIERRA | EA | ZMEC | Not ordered | NO | NO
MM20 | 10203843 | NO | M | NO | Refilling of Fire Extinguisher-Cap 10 KG | CYL | ZMEC | Not ordered | NO | NO
MM07 | 10203844 | NO | M | NO | ORIFICE FLANGE 3", WN, RF,#300,ORI/2H,CS | EA | ZMEC | Not ordered | NO | NO
MM07 | 10203845 | NO | M | NO | SOLUGAP,3/4",SGP-075,SOLUBLE SOCKET | EA | ZMEC | Not ordered | NO | NO
MM07 | 10203846 | NO | M | NO | ORIFICE PLATE -3”, CS, CLASS # 300 | EA | ZMEC | Not ordered | NO | NO
MM07 | 10203847 | NO | M | NO | MALE CONNECTOR, 3/8” OD x ¼” MNPT,SS316 | EA | ZMEC | Not ordered | NO | NO
CM02 | 10203854 | NO | M | NO | C CHANNEL, GALVANIZED, 140 X 60 X 5MM | M | ZMEC | Not ordered | NO | NO
MM26 | 10203856 | NO | M | NO | ROUND TUBE,1-1/2"DIAx6 MTR,SCH.40,CS | EA | ZMEC | Not ordered | NO | NO
MM07 | 10203860 | NO | M | NO | SOLUGAP,0.5",SGP-050,SOLUBLE SOCKET | EA | ZMEC | Not ordered | NO | NO
MM07 | 10203861 | NO | M | NO | SOLUGAP,1",SGP-1.00,SOLUBLE SOCKET | EA | ZMEC | Not ordered | NO | NO
MM07 | 10203863 | NO | M | NO | SOLUGAP,1.5",SGP-0150,SOLUBLE SOCKET | EA | ZMEC | Not ordered | NO | NO
CM02 | 10203864 | NO | M | NO | CHANNEL:CS GALVA. SIZE-C4:100 X 45 X 8 | M | ZMEC | Not ordered | NO | NO
EM12 | 10300000 | NO | M | MIFST0110 | BOLT,GALVANIZED IRON,M16x65mm LONG | EA | ZELC | Not ordered | 10300000 | NO
EM12 | 10300001 | NO | M | MIFST0109 | WASHER,SPRING,GALVANIZED IRON,M16 | EA | ZELC | Not ordered | 10300001 | NO
EM15 | 10300002 | X | M | MICON0294 | PLATE,8' X 4' X 3MM THK,SS316 | EA | ZELC | Not ordered | NO | NO
EM07 | 10300003 | X | M | NO | CABLE LUG,TIN CU,4MM2,RINGTYPE,UL LISTED | EA | ZELC | Not ordered | NO | NO
EM07 | 10300004 | X | M | NO | LUG,CABLE,TIN CU,1.5-2.5MM2,PINTYPE,BLUE | EA | ZELC | Not ordered | NO | NO
EM05 | 10300005 | X | M | EMPRT0084 | PCB BOARD,ELECTROMETER-AMPLIFIER,B74677A | EA | ZELC | Not ordered | NO | NO
EM15 | 10300007 | NO | M | MIPNA0165 | STEEL PLATE,330 x 150 x 2T | EA | ZELC | Not ordered | 10300007 | NO
EM11 | 10300008 | X | M | MISCM0082 | SHEET,ELECTRO GALV,T 3 X H 620 X W 358MM | EA | ZELC | Not ordered | NO | NO
EM11 | 10300009 | X | M | MISCM0083 | SHEET,ELECTRO GALV,T 3 X H 175 X W 277MM | EA | ZELC | Not ordered | NO | NO
EM11 | 10300010 | X | M | MISCM0084 | SHEET,ELECTRO GALV,T 3 X H 195 X W 150MM | EA | ZELC | Not ordered | NO | NO
EM11 | 10300011 | NO | M | MISCM0085 | SHEET,ELECTRO GALV,T 3 X H 509 X W 717MM | EA | ZELC | Not ordered | 10300011 | NO
EM11 | 10300012 | X | M | MISCM0113 | SHEET,CORRUGATED GI,10' X 32" | EA | ZELC | Not ordered | NO | NO
EM11 | 10300013 | X | M | MISCM0114 | SHEET,CORRUGATED GI,12' X 32" | EA | ZELC | Not ordered | NO | NO
EM05 | 10300014 | NO | M | GDELM0195 | BOARD ASSY,Z30-9151-003,WIRING PC | EA | ZELC | Not ordered | 10300014 | 10300014
EM11 | 10300015 | X | M | GDELM0128 | ENCLOSURE,954R21670000,NEMA4X I/O MODULE | EA | ZELC | Not ordered | NO | NO
EM11 | 10300016 | X | M | GDELM0463 | PCB ASSY,PARAMAGNETIC PREAMP,C70043A | EA | ZELC | Not ordered | NO | NO
EM11 | 10300018 | X | M | ISINS0051 | REPEATER,RS-485 ISOLATED,976-485485-000 | EA | ZELC | Not ordered | NO | NO
EM12 | 10300019 | NO | M | MIFST0207 | SCREW,CROSS HEAD,GALVANIZED IRON,4x25 mm | EA | ZELC | Not ordered | 10300019 | NO
EM07 | 10300020 | NO | M | EIELA0014 | CABLE LUG,BOOTLESS,2.5mm2,GREY | EA | ZELC | Not ordered | 10300020 | NO
EM12 | 10300021 | NO | M | EIACC0140 | LOCK NUT,GALVANIZED IRON,2-1/2" | EA | ZELC | Not ordered | 10300021 | NO
EM05 | 10300023 | X | M | OSOFC0860 | BOARD,WHITE,120X90CM,MAGNETIC | EA | ZELC | Not ordered | NO | NO
EM11 | 10300024 | X | M | GDELM0459 | SOUNDER,DB3BULGD120T2CNR | EA | ZELC | Not ordered | NO | NO
EM11 | 10300025 | X | M | MCSTN0019 | GUIDE,ACI–360,DESIGN OF SLABS ON-GROUND | EA | ZELC | Not ordered | NO | NO
EM11 | 10300026 | NO | M | MICAF0335 | TUBE,COPPER,1/2" | RL | ZELC | Not ordered | 10300026 | NO
EM19 | 10300027 | X | M | GDELM0156 | STROBE,GREEN,120 VAC,354-495056-120 | EA | ZELC | Not ordered | NO | NO
EM05 | 10300028 | X | M | ISINS0080 | PC BOARD,TEMPERATURE CONTROL,B30927 | EA | ZELC | Not ordered | NO | NO
EM11 | 10300029 | NO | M | GDELM0208 | SOUNDER,UPTO 118DBA,GRP,UL,DB3UL120T1CNR | EA | ZELC | Not ordered | 10300029 | 10300029
EM15 | 10300031 | NO | M | MIPNA0172 | STEEL PLATE,290 x 150 x 2T | EA | ZELC | Not ordered | 10300031 | NO
EM07 | 10300032 | X | M | GDELM0027 | DISPLACER + CABLE KIT,B15,089-6152-001 | KIT | ZELC | Not ordered | NO | NO
EM07 | 10300033 | X | M | MICON1340 | WIRE MESH,SS,1M X 2M,ROUND TYPE | EA | ZELC | Not ordered | NO | NO
EM11 | 10300034 | NO | M | PKACC0014 | SHEET,THERMOCOL,SIZE: 4X8',THK: 1/2" | EA | ZELC | Not ordered | 10300034 | NO
EM07 | 10300035 | X | M | EICAF3099 | CABLE GLAND,1PAIR x 1.5mm2 | EA | ZELC | Not ordered | NO | NO
EM05 | 10300036 | X | M | GDELM0039 | BOARD,TERMINAL,FF,IS,Z30-9151-004 | EA | ZELC | Not ordered | NO | NO
EM11 | 10300037 | NO | M | EICAF5672 | PROTECTIVE GAP DEVICE,EDISON,AG1A26,4kV | EA | ZELC | Not ordered | 10300037 | NO
EM11 | 10300041 | X | M | MIPNL0006 | ENCLOSURE PANEL,RITTAL,TS8808.500,F/RTU | EA | ZELC | Not ordered | NO | NO
EM11 | 10300042 | X | M | MIPNL0020 | DK ENCLOSURE,RITTAL,DK7821.850,800X2200 | EA | ZELC | Not ordered | NO | NO
EM09 | 10300045 | X | M | EIMCB0023 | MCB,SIEMENS,5SX2111-7,1POLE,5A,5VDC | EA | ZELC | Not ordered | NO | NO
EM09 | 10300046 | X | M | EIMCB0014 | MCB,SIEMENS,5SX2211-7,2POLE,5A,DC INPUT | EA | ZELC | Not ordered | NO | NO
EM11 | 10300047 | X | M | EICAF2563 | RECEPTACLE,AC DUPLEX,220 VAC | EA | ZELC | Not ordered | NO | NO
EM11 | 10300049 | X | M | EIELA0079 | POWER BAR W/6 OUTLETS,110 VAC | EA | ZELC | Not ordered | NO | NO
EM11 | 10300052 | NO | M | MISCM0163 | METAL SHEET,SS304,5cmx8'x4' | EA | ZELC | Not ordered | 10300052 | NO
EM19 | 10300053 | X | M | SESAF0079 | BEACON LIGHT,ROTATING,24V,20W,YELLOW | EA | ZELC | Not ordered | NO | NO
EM07 | 10300054 | X | M | EICAW0845 | CABLE,INST.,2PX16AWG,MESC,024-02P16AWGO+ | M | ZELC | Not ordered | NO | NO
EM11 | 10300055 | NO | M | EMTMB0001 | PCB BOARD,274-501,FOR SOE SYSTEM | SET | ZELC | Not ordered | 10300055 | NO
EM11 | 10300056 | X | M | EITCM0008 | HYDRAN,H201TI-CE,WITH COMP. ACCESSORIES | EA | ZELC | Not ordered | NO | NO
EM11 | 10300057 | X | M | EIINU0033 | CAP,SS316,6MM OD,BLENM6-316 | EA | ZELC | Not ordered | NO | NO
EM05 | 10300058 | X | M | EMPRT0082 | PCB BOARD,FLAME GUARD&PWR SUPPLY,B74671A | EA | ZELC | Not ordered | NO | NO
EM15 | 10300059 | NO | M | MIPNA0170 | STEEL PLATE,660 x 660 x 2T | EA | ZELC | Not ordered | 10300059 | NO
EM01 | 10300060 | X | M | MITUF1066 | DUAL VORTEX A/C,500 BTU/H,NEMA 12,FILTER | EA | ZELC | Not ordered | NO | NO
EM11 | 10300062 | X | M | MWPAR0128 | GUIDERAIL,GG 13085-1E401,F/NISSAN PICKUP | EA | ZELC | Not ordered | NO | NO
EM07 | 10300063 | X | M | EICON3018 | CABLE GLAND,2",CG6920 | EA | ZELC | Not ordered | NO | NO
EM07 | 10300064 | X | M | EICAW0648 | INSTRUMENT CABLE,3PX1.5MM | M | ZELC | Not ordered | NO | NO
EM07 | 10300066 | X | M | EICON3325 | TIG WIRE,AWS5.18,ER70S-3,2.4MM,5KG/TUBE | EA | ZELC | Not ordered | NO | NO
EM11 | 10300067 | X | M | EMTRD0034 | PROGRAMMING KIT,ENERDIS,P01380410,TRIAD | KIT | ZELC | Not ordered | NO | NO
EM12 | 10300068 | NO | M | EICAF3693 | BOLT,PAN HEAD,M6x16mm,GI,WITH NUT,WASHER | EA | ZELC | Not ordered | 10300068 | NO
EM13 | 10300069 | NO | M | CTCON0005 | HEAD,FOR FERRULE MACHINE LM-370A | EA | ZELC | Not ordered | 10300069 | NO
EM11 | 10300074 | NO | M | EMPNA0019 | COMPUTER,STEALTH,SR-2500-3GZ-320G01G6ESP | EA | ZELC | Not ordered | 10300074 | NO
EM11 | 10300075 | X | M | EIEEQ0007 | CONDENSATE / BUFFER,5 319 350,SICK | EA | ZELC | Not ordered | NO | NO
EM11 | 10300076 | X | M | EMRTU0486 | DISPLAY,LCD,STEALTH,SV-1700P-RM-RT,RACK | EA | ZELC | Not ordered | NO | NO
EM07 | 10300079 | X | M | EICON2343 | TIGWIRE,AWS5.9,ER308L,1.6MM,LINCOLN ELEC | EA | ZELC | Not ordered | NO | NO
EM11 | 10300081 | X | M | CMMOD0021 | MOUNTING BASE,RELAY,ABB,5619499,RX4 | EA | ZELC | Not ordered | NO | NO
EM07 | 10300082 | X | M | EIELA0028 | LUG,GROUNDING,35MM2,W/8MM HOLE,COPPER | EA | ZELC | Not ordered | NO | NO
EM22 | 10300083 | NO | M | SRPNA0006 | JOINING KIT,SCHROFF,PJ2F,FRAME/FRAME FIT | KIT | ZELC | Not ordered | 10300083 | NO
EM12 | 10300084 | X | M | TBWTB0004 | MARKER,TERMINAL BLOCK,WDM,0490760000 | EA | ZELC | Not ordered | NO | NO
EM07 | 10300085 | X | M | CBCAW0642 | CABLE,GROUNDING,1Cx120mm2,Cu/PVC | M | ZELC | Not ordered | NO | NO
EM33 | 10300086 | NO | M | CNMSL0038 | KNIFE BLADE,STANLEY,6-11-983,10x10 | EA | ZELC | Not ordered | 10300086 | NO
EM33 | 10300087 | NO | M | TLTLS0480 | KNIFE,UTILITY,STANLEY,10099,6",3 BLADES | EA | ZELC | Not ordered | 10300087 | NO
EM19 | 10300088 | NO | M | EILSY0058 | INDICATING LAMP,PLML5L230,230VAC,WHITE | EA | ZELC | Not ordered | 10300088 | NO
EM07 | 10300089 | X | M | CBCAW0661 | CONTROL CABLE,4C X 10 SQMM,CU/X/LBS/FRV | M | ZELC | Not ordered | NO | NO
EM19 | 10300090 | NO | M | CRELA0006 | INDICATOR,DOMO,CX22 LED GFA 130,AMBER | EA | ZELC | Not ordered | 10300090 | NO
EM19 | 10300091 | NO | M | CRELA0004 | INDICATOR,DOMO,CX22 LED GFG 130,GREEN | EA | ZELC | Not ordered | 10300091 | NO
EM07 | 10300093 | X | M | CBCAW0279 | CABLE,GROUNDING,1Cx10mm2,GREEN | M | ZELC | Not ordered | NO | NO
EM19 | 10300094 | NO | M | CRELA0002 | INDICATOR,CB SEMAPHORE,DOMO,HD22/30CRT+ | EA | ZELC | Not ordered | 10300094 | NO
EM07 | 10300095 | NO | M | EIELA0071 | CABLE LUG,RING,TIN Cu,630x16mm,1HOLE | EA | ZELC | Not ordered | 10300095 | NO
EM08 | 10300096 | NO | M | EIMCB0024 | MCB,SIEMENS,5SX2204-7,4A,2P,6kA,TYPE C | EA | ZELC | Not ordered | 10300096 | NO
EM07 | 10300097 | NO | M | EICON2110 | CABLE LUG,Cu,RING,A19-M10,CEMBRE,95mm | EA | ZELC | Not ordered | 10300097 | NO
EM22 | 10300098 | NO | M | CNELA0007 | PLINTH,FRONT,REAR,RITTAL,TS8601.600 | EA | ZELC | Not ordered | 10300098 | NO
EM08 | 10300099 | X | M | EMPNA0027 | MCB,2P,16A,W/AUX,1NO+1NC,125VDC,SIEMENS | EA | ZELC | Not ordered | NO | NO
EM11 | 10300100 | X | M | EICAF0027 | PLUG,HEX,SS,1/2",THREADED NPT,SS316 | EA | ZELC | Not ordered | NO | NO
EM11 | 10300101 | X | M | EICON2046 | PLUG,1/2" OD TUBE,SS 316,SWAGELOCK | EA | ZELC | Not ordered | NO | NO
EM07 | 10300102 | X | M | EICON2455 | LUG,TINNED CU,1.5 SQMM,PIN TYPE,UL | EA | ZELC | Not ordered | NO | NO
EM08 | 10300103 | NO | M | EIMCB0011 | MCB,SIEMENS,5SX2106-7,6A,1P,6kA,400V | EA | ZELC | Not ordered | 10300103 | 10300103
EM11 | 10300104 | X | M | MICAF0502 | PLUG,3/4",ROUND HD,A105 ASME B16.11,NPT | EA | ZELC | Not ordered | NO | NO
EM07 | 10300105 | NO | M | EICON2526 | LUG,GROUNDING,35/10MM2,SINGLE HOLE | EA | ZELC | Not ordered | NO | NO
EM12 | 10300106 | NO | M | TBWTB0013 | INSULATIOIN PROFILE,WDM,0546000000 | EA | ZELC | Not ordered | 10300106 | NO
EM22 | 10300107 | NO | M | MIPNA0067 | PANEL,BLANK,1UNIT,SPL PLATE,W/O PUNCH | EA | ZELC | Not ordered | 10300107 | 10300107
EM07 | 10300108 | X | M | CBCAW0009 | CABLE,COMMUNICATION,2 PAIR,91 MTRS/ROLL | M | ZELC | Not ordered | NO | NO
EM07 | 10300109 | X | M | EIELA0006 | LUGS,RING TYPE 2.5,(100 PCS/PKT) | PAC | ZELC | Not ordered | NO | NO
EM07 | 10300110 | X | M | EICON2772 | LUG,TERM. CU,70MM2X12MM,2HOLE,MED. VOLT | EA | ZELC | Not ordered | NO | NO
EM07 | 10300111 | NO | M | EICAF1994 | LUG,RF-M4,RING TYPE,1.5MM | PAC | ZELC | Not ordered | 10300111 | 10300111
EM07 | 10300113 | NO | M | EICON2235 | CABLE TIE,BAND-IT,SS,200mm,100PCS/PKT | PAC | ZELC | Not ordered | 10300113 | NO
EM07 | 10300114 | NO | M | EICON3374 | CABLE LUG,RING,TINNED Cu,6mm2x10mm HOLE | EA | ZELC | Not ordered | 10300114 | NO
EM07 | 10300115 | X | M | EICON3413 | CABLE LUG,RING,TINNED Cu,50x10mm2,1 HOLE | EA | ZELC | Not ordered | NO | NO
EM11 | 10300116 | X | M | EMELM0028 | PCB,L&G ETHERNET,94022012 | EA | ZELC | Not ordered | NO | NO
EM12 | 10300117 | NO | M | TBWTB0066 | PARTITION PLATE,WDM,1058800000,WTWEN,3mm | EA | ZELC | Not ordered | 10300117 | NO
EM11 | 10300118 | X | M | MIINU0016 | MOUNTING PLATE,GENERAL MONITOR,10041-1 | EA | ZELC | Not ordered | NO | NO
EM22 | 10300119 | X | M | MIPNA0061 | MOUNTING KIT,RITTAL,FR7952.100,F/ SWITCH | KIT | ZELC | Not ordered | NO | NO
EM07 | 10300120 | X | M | EIELA0322 | LUG,TINNED CU,4 SQMM,PIN TYPE,UL LISTED | EA | ZELC | Not ordered | NO | NO
EM23 | 10300122 | X | M | CLRAF0072 | INTERFACE CONVERTER,SEL,SEL-3094 | EA | ZELC | Not ordered | NO | NO
EM19 | 10300123 | NO | M | EILSY0063 | INDICATING LAMP,PLML5L125,110-130VDC | EA | ZELC | Not ordered | 10300123 | 10300123
EM15 | 10300124 | X | M | MICAF0048 | MYERS HUB,GALVANIZED IRON,PVC COAT,3/4" | EA | ZELC | Not ordered | NO | NO
EM08 | 10300125 | NO | M | EIMCB0021 | MCB,SIEMENS,5SY5206-7,2P,6A,10kA | EA | ZELC | Not ordered | 10300125 | NO
EM11 | 10300126 | X | M | EILSY0211 | LIGHTING SWITCH,1P GANG TOGGLE,220V AC | EA | ZELC | Not ordered | NO | NO
EM12 | 10300128 | X | M | MKTBM0013 | MARKER,PRINTED,PHOENIX,1053001,ZB10 | EA | ZELC | Not ordered | NO | NO
EM23 | 10300129 | X | M | ECPWS0007 | PHOENIX POWERSUPPLY,100-240VAC/24VDC/10A | EA | ZELC | Not ordered | NO | NO
EM19 | 10300130 | NO | M | EILSY0060 | INDICATING LAMP,PLML4L125,125VDC,BLUE | EA | ZELC | Not ordered | 10300130 | NO
EM19 | 10300131 | X | M | CNCON0020 | INDICATOR LIGHT SET,F/INT'L MODEL # 2005 | EA | ZELC | Not ordered | NO | NO
EM19 | 10300132 | NO | M | EILSY0059 | INDICATING LAMP,PLML3L125,125VDC,YELLOW | EA | ZELC | Not ordered | 10300132 | 10300132
EM19 | 10300133 | NO | M | CRELA0005 | INDICATOR,DOMO,CX22 LED GFY 130,YELLOW | EA | ZELC | Not ordered | 10300133 | NO
EM19 | 10300134 | NO | M | CRELA0003 | INDICATOR,DOMO,CX22 LED GFR 130,RED | EA | ZELC | Not ordered | 10300134 | NO
EM19 | 10300135 | NO | M | EIELA0020 | HOOK,TROUBLE LIGHT,990-0119 | EA | ZELC | Not ordered | 10300135 | NO
EM19 | 10300136 | NO | M | EILSY0061 | INDICATING LAMP,PLML1L125,125VDC,RED | EA | ZELC | Not ordered | 10300136 | 10300136
EM12 | 10300137 | NO | M | TBPTB0013 | INSERTION BRIDGE,PHOENIX,202154,EB2-8 | EA | ZELC | Not ordered | 10300137 | NO
EM11 | 10300138 | X | M | EIEEQ0051 | INSULATOR,SUBBASE,SET OF 3,2730973001 | EA | ZELC | Not ordered | NO | NO
EM19 | 10300139 | NO | M | EIELA0015 | LIGHT,TROUBLE,580-0056,120V,W/MTL GUARD | EA | ZELC | Not ordered | 10300139 | NO
EM07 | 10300140 | X | M | CBCAW0190 | CABLE,3Cx50mm2,15KV,CU/XLPE/STA/PVC | M | ZELC | Not ordered | NO | NO
EM07 | 10300141 | X | M | EIELA0155 | CABLE,32Cx18AWG,GREY | M | ZELC | Not ordered | NO | NO
EM07 | 10300142 | X | M | EIELA0160 | CABLE,32Cx18AWG,BLUE | M | ZELC | Not ordered | NO | NO
EM07 | 10300143 | X | M | EICON2525 | CABLE LUG,RING,TIN Cu,35x8mm2,1 HOLE | EA | ZELC | Not ordered | NO | NO
EM07 | 10300144 | NO | M | EICON2569 | CABLE TIE,3M,500x4.8mm,BLACK,100PCS/PKT | PAC | ZELC | Not ordered | 10300144 | NO
EM07 | 10300145 | X | M | EICON2181 | CABLE LUG,PIN,COPPER,6mm | EA | ZELC | Not ordered | NO | NO
EM30 | 10300146 | X | M | EICON1544 | CABLE CLEANER,400ml | CAN | ZELC | Not ordered | NO | NO
EM07 | 10300148 | X | M | CBCAW0729 | CABLE,4CX240MM2/STD PVC JKET,RED,YELLOW | EA | ZELC | Not ordered | NO | NO
EM07 | 10300150 | X | M | EIELA0044 | CABLE LUG,FORK,VY2-4,2.5mm,BLUE | EA | ZELC | Not ordered | NO | NO
EM07 | 10300153 | X | M | CBCNR0025 | CABLE LUG,RING,TIN Cu,500mm2x16mm HOLE | EA | ZELC | Not ordered | NO | NO
EM30 | 10300155 | X | M | EICON3176 | COMPOUND,CABLE PULLING,2 KG. | EA | ZELC | Not ordered | NO | NO
EM07 | 10300156 | X | M | CBCAW0654 | CONTROL CABLE,3C X 10 SQMM,CU/X/CUT/FRV | M | ZELC | Not ordered | NO | NO
EM07 | 10300157 | NO | M | CBCAW0037 | CABLE,CONTROL,12Cx4mm2,Cu,0.6/1KV,XLPE | M | ZELC | Not ordered | 10300157 | NO
EM12 | 10300158 | NO | M | TBPTB0004 | PLATE,SEPARATING,PHOENIX,308223 | EA | ZELC | Not ordered | 10300158 | 10300158
EM07 | 10300159 | X | M | CBCAW0639 | CABLE,FLEXIBLE,0.6KV/1KV,1CX120MM2-BLUE | M | ZELC | Not ordered | NO | NO
EM07 | 10300160 | X | M | CBCAW0718 | CABLE,COPPER,13.8KV,1CX630SQMM,XLPE,25KA | M | ZELC | Not ordered | NO | NO
EM07 | 10300161 | NO | M | CBCNR0010 | CABLE LUG,CU,FOR 300 SQ.MM CABLE | EA | ZELC | Not ordered | NO | NO
EM07 | 10300162 | NO | M | EIELA0011 | CABLE LUG,BUTT CONNECTOR,2.5mm2,BLUE | EA | ZELC | Not ordered | 10300162 | NO
EM12 | 10300163 | NO | M | MKTBM0012 | MARK STRIP,PHOENIX,ZB8,UNPRINTED,VER/HOR | EA | ZELC | Not ordered | 10300163 | NO
EM19 | 10300164 | X | M | EIACC0415 | LIGHT,ROTATING,24V,FOR BOOM TRUCK | EA | ZELC | Not ordered | NO | NO
EM07 | 10300165 | X | M | CBCAW0637 | CABLE,FLEXIBLE,0.6KV/1KV,1CX120MM2-RED | M | ZELC | Not ordered | NO | NO
EM07 | 10300166 | X | M | CBCAW0713 | CABLE,BEADED ARMOUR,4CX10MM2,CU/XLPE/PVC | M | ZELC | Not ordered | NO | NO
EM07 | 10300167 | NO | M | EICAW0054 | CABLE,ARMOURED,3Cx4mm2,0.6/1kV,BLACK | M | ZELC | Not ordered | 10300167 | NO
EM07 | 10300168 | X | M | EICON2233 | CABLE TIE,300MM,PVC COATED SS,BAND-IT | PAC | ZELC | Not ordered | NO | NO
EM07 | 10300169 | X | M | CBCAW0730 | CABLE,4CX150MM2/STD PVC JKET,RED,YELLOW | EA | ZELC | Not ordered | NO | NO
EM16 | 10300170 | X | M | EICAF0459 | LADDER,CABLE,ELBOW,4STEP,150X600MM,HORI. | EA | ZELC | Not ordered | NO | NO
EM16 | 10300171 | X | M | EICAF0252 | LADDER,STR CABLE,150X600X3.65MTR,WESCOSA | EA | ZELC | Not ordered | NO | NO
EM11 | 10300172 | X | M | GDDTC0005 | PCB,MOTHER,B882,S/N. B7M1804T (266572) | EA | ZELC | Not ordered | NO | NO
EM11 | 10300173 | NO | M | EISGR0014 | OUTLET,POWER SOCKET,127V,20A,60HZ | EA | ZELC | Not ordered | 10300173 | NO
EM07 | 10300175 | X | M | CBCNR0023 | CABLE LUG,RING,TIN Cu,300x14mm2,2 HOLE | EA | ZELC | Not ordered | NO | NO
EM07 | 10300176 | X | M | CBCAW0633 | CABLE,FLEXIBLE,0.6KV/1KV,1CX70MM2-BLUE | M | ZELC | Not ordered | NO | NO
EM07 | 10300177 | NO | M | CBCAW0120 | CABLE,1Cx630mm2,1KV,CU/XLPE/PVC | M | ZELC | Not ordered | NO | NO
EM07 | 10300178 | X | M | EICON3480 | CABLE LUG,CU TERMINAL,6MM2,6MM,YELLOW | EA | ZELC | Not ordered | NO | NO
EM22 | 10300179 | NO | M | MIPNA0016 | CONNECTOR,BAYING,RITTAL,TS8800.490 | EA | ZELC | Not ordered | 10300179 | 10300179
EM11 | 10300181 | X | M | CBCAF0012 | CONNECTOR,LIQUID TIGHT FLEXIBLE,GI,3/4" | EA | ZELC | Not ordered | NO | NO
EM11 | 10300183 | NO | M | EICAF2964 | CClamp,Double Compression CU-70mm2-95MM2 | M | ZELC | Not ordered | 10300183 | NO
EM11 | 10300184 | X | M | EIELA0119 | CONTACTOR,220V COIL,2 POLE | EA | ZELC | Not ordered | NO | NO
EM07 | 10300185 | NO | M | EIACC0087 | CABLE TIE,BAND-IT,SS,100mm | PAC | ZELC | Not ordered | 10300185 | NO
EM07 | 10300186 | NO | M | EIACC0276 | CABLE GLAND,BRASS,DOUBLE COMPRESS,1"NPT | EA | ZELC | Not ordered | 10300186 | NO
EM07 | 10300188 | X | M | CBCAW0695 | CABLE,8PX14AWG,BLK&WH,LABELED,300V,PLTS | M | ZELC | Not ordered | NO | NO
EM07 | 10300189 | X | M | CBCAW0139 | CABLE,ANALOG,12Cx1.5mm2,16AWG,W/SHIELD | M | ZELC | Not ordered | NO | NO
EM07 | 10300190 | NO | M | EICON0253 | CABLE LUG,RING,TIN Cu,400mmxM12x2 HOLE | EA | ZELC | Not ordered | 10300190 | NO
EM07 | 10300191 | X | M | CBCAW0101 | CABLE,GROUNDING,6 SQ.MM, GREEN & YELLOW | M | ZELC | Not ordered | NO | NO
EM07 | 10300192 | NO | M | EIACC0253 | CABLE GLAND,BRASS,CMP20,1/2" | EA | ZELC | Not ordered | 10300192 | NO
EM07 | 10300193 | X | M | EICON3448 | CABLE LUG,RING,TINNED Cu,10mm2,6mm HOLE | EA | ZELC | Not ordered | NO | NO
EM07 | 10300194 | X | M | CBCAW0655 | CONTROL CABLE,3C X 2.5 SQMM,CU/X/CUT/FRV | M | ZELC | Not ordered | NO | NO
EM07 | 10300197 | X | M | EICAF4968 | CABLE LUG,RING,1.5mm,INSULATED | EA | ZELC | Not ordered | NO | NO
EM07 | 10300198 | X | M | CBCAW0376 | CABLE,MESC,0411-02P18AWG-W0BK8-06,18AWG | M | ZELC | Not ordered | NO | NO
EM07 | 10300200 | X | M | EICON2529 | CABLE LUG,RING,TIN Cu,70x10mm2,2-HOLE | EA | ZELC | Not ordered | NO | NO
EM07 | 10300201 | X | M | CBCAW0726 | CABLE,2CX70MM2/STD PVC JOCKET,RED&BLACK | EA | ZELC | Not ordered | NO | NO
EM07 | 10300202 | NO | M | EICON2571 | CABLE TIE,3M,PVC,200x2.5mm,BLACK | PAC | ZELC | Not ordered | 10300202 | NO
EM11 | 10300203 | NO | M | MIMEW0283 | BANANA LEAD,2m,RED | EA | ZELC | Not ordered | 10300203 | 10300203
EM07 | 10300204 | X | M | CNELA0012 | CABLE LUG,FORK,1.5mm2,INSULATED | EA | ZELC | Not ordered | NO | NO
EM07 | 10300206 | X | M | CBCAW0052 | CABLE,2CX6MM2/LEAD SHLD,RED,YEL,BLUE&BLK | EA | ZELC | Not ordered | NO | NO
EM07 | 10300207 | NO | M | EIELA0324 | CABLE LUG,FORK,TINNED Cu,2.5mm2,UL LIST | EA | ZELC | Not ordered | 10300207 | NO
EM11 | 10300208 | NO | M | MIMEW0284 | BANANA LEAD,2m,YELLOW | EA | ZELC | Not ordered | 10300208 | 10300208
EM07 | 10300209 | X | M | EIELA0036 | CABLE LUG,FORK,VY1-3,1.5mm,RED | EA | ZELC | Not ordered | NO | NO
EM07 | 10300210 | X | M | CBCAW0628 | CABLE,FLEXIBLE,0.6KV/1KV,1CX50MM2-RED | M | ZELC | Not ordered | NO | NO
EM19 | 10300211 | NO | M | EILSY0324 | BULB,OSRAM,HQI- T250W/D,250W,3A,5500K | EA | ZELC | Not ordered | 10300211 | NO
EM07 | 10300212 | X | M | EICON0578 | CABLE GLAND,DOUPLE COMPRESSION,EXF3B0032 | EA | ZELC | Not ordered | NO | NO
EM07 | 10300213 | NO | M | EICON1526 | CABLE LUG,RING,CEMBRE,BF-M5,2.5mm2,BLUE | EA | ZELC | Not ordered | 10300213 | 10300213
EM07 | 10300215 | X | M | EICON2533 | CABLE LUG,PIN,16mm2,BLACK | EA | ZELC | Not ordered | NO | NO
EM07 | 10300216 | X | M | CNCON0598 | CABLE GLAND,M25,KS-25M | EA | ZELC | Not ordered | NO | NO
EM07 | 10300217 | NO | M | CBCAW0527 | CABLE, 4Cx25mm2, Cu/XLPE, 0.6/1kV | M | ZELC | Not ordered | NO | NO
EM22 | 10300218 | NO | M | MIPNA0068 | BLANK PANEL,W.O PUNCH,SP-3.5/8X19-P | EA | ZELC | Not ordered | 10300218 | 10300218
EM07 | 10300219 | X | M | CBCAW0690 | CABLE,24PX20AWG,BLK&WH,LABELED,300V,PLTC | EA | ZELC | Not ordered | NO | NO
EM07 | 10300221 | X | M | CBCAW0631 | CABLE,FLEXIBLE,0.6KV/1KV,1CX70MM2-RED | M | ZELC | Not ordered | NO | NO
EM07 | 10300222 | X | M | CBCAW0632 | CABLE,FLEXIBLE,0.6KV/1KV,1CX70MM2-BLACK | M | ZELC | Not ordered | NO | NO
EM07 | 10300224 | X | M | CBCAW0188 | CABLE,3Cx240mm2,33KV,CU/XLPE/STA/PVC | M | ZELC | Not ordered | NO | NO
EM22 | 10300225 | NO | M | EMRTU0018 | BRACKET,RITTAL,PS4540 | EA | ZELC | Not ordered | 10300225 | NO
EM22 | 10300226 | NO | M | MIPNA0115 | BRACKET,ANGULAR BAYING,RITTAL,TS8800.500 | EA | ZELC | Not ordered | 10300226 | NO
EM11 | 10300227 | NO | M | CBACC0005 | LINK BOX W/O SVL F/TERM,115KV,1CX2000MM2 | EA | ZELC | Not ordered | 10300227 | 10300227
EM11 | 10300228 | NO | M | CBACC0007 | LINK BOX W/O SVL F/TERM,115KV,1CX400MM2 | EA | ZELC | Not ordered | 10300228 | 10300228
EM11 | 10300229 | NO | M | CBACC0008 | LINK BOX W/SVL F/TERM,115KV,1CX400MM2,CU | EA | ZELC | Not ordered | 10300229 | 10300229
EM11 | 10300231 | NO | M | MIPNA0076 | BAYING CLAMP,VERTICAL,RITTAL,TS8800.410 | EA | ZELC | Not ordered | 10300231 | 10300231
EM05 | 10300233 | NO | M | EIACC0718 | MATRIX BOARD,F/UNDER FREQUENCY,MOD-8X16 | EA | ZELC | Not ordered | 10300233 | 10300233
EM07 | 10300234 | X | M | EICAW0070 | CABLE GLAND,BRASS,DOUBLE COMPRESSION,3/4 | EA | ZELC | Not ordered | NO | NO
EM07 | 10300235 | NO | M | EICAF5716 | CABLE LUG,RING,TIN Cu,120mm2x12mm HOLE | EA | ZELC | Not ordered | 10300235 | NO
EM07 | 10300236 | X | M | CBCAW0640 | CABLE,FLEXIBLE,0.6KV/1KV,1CX150MM2-RED | M | ZELC | Not ordered | NO | NO
EM19 | 10300237 | NO | M | EILSY0155 | BALLAST,2X20W,220V | EA | ZELC | Not ordered | NO | NO
EM11 | 10300238 | X | M | EMCPM0006 | ADAPTER,USB TO RS232 | EA | ZELC | Not ordered | NO | NO
EM07 | 10300240 | NO | M | EICON3379 | CABLE LUG,RING,TINNED Cu,6mm2x6mm HOLE | EA | ZELC | Not ordered | 10300240 | NO
EM07 | 10300241 | X | M | MIACC0067 | BAND,SPIRAL WRAPPING,KSS,KS-12,12mm,15mm | RL | ZELC | Not ordered | NO | NO
EM07 | 10300242 | X | M | CBCAW0104 | CABLE,CONTROL,LV,2Cx4mm2,1KV,CU/XLPE/SWA | M | ZELC | Not ordered | NO | NO
EM04 | 10300244 | X | M | BTBTR0018 | BATTERY,NON-RECHARGEABLE,C2,8350mAh | EA | ZELC | Not ordered | NO | NO
EM07 | 10300245 | X | M | EICON2574 | CABLE TIE,3M,PVC,200x2.5mm,WHITE | PAC | ZELC | Not ordered | NO | NO
EM07 | 10300246 | X | M | CBCAW0725 | CABLE,1CX150MM2/STD PVC,CU/XLPE/0.6/1KV | EA | ZELC | Not ordered | NO | NO
EM07 | 10300247 | X | M | CBCAW0697 | CABLE,16TX20AWG,BLK,WH&RED,300V,PLTC | EA | ZELC | Not ordered | NO | NO
EM07 | 10300248 | NO | M | EICON2107 | CABLE LUG,HOOK BLADE,CEMBRE,RF-PPL-30 | EA | ZELC | Not ordered | 10300248 | NO
EM07 | 10300249 | NO | M | MIACC0088 | CABLE TIE,GT-430M,430x4.8mm,100 pcs/pkt | PAC | ZELC | Not ordered | 10300249 | NO
EM07 | 10300252 | X | M | CBCAW0440 | CABLE,GROUNDING,4mm,0.6/1kV,YELLOW/GREEN | M | ZELC | Not ordered | NO | NO
EM07 | 10300253 | NO | M | EICON2189 | CABLE LUG,RING,TIN Cu,70mm2x10mm HOLE | EA | ZELC | Not ordered | 10300253 | NO
EM07 | 10300254 | NO | M | EICON2521 | CABLE LUG,RING,TIN Cu,16x6mm2,1 HOLE | EA | ZELC | Not ordered | 10300254 | NO
EM07 | 10300255 | X | M | CBCAW0235 | CABLE,1Cx16mm2,0.6/1kV,CU/XLPE/PVC,BLACK | M | ZELC | Not ordered | NO | NO
EM04 | 10300256 | X | M | BTBTR0044 | BATTERY,N1500,WITH ACID (40LTRS) | EA | ZELC | Not ordered | NO | NO
EM11 | 10300257 | X | M | GDELM0203 | BUSHING,MOUNT,032-6511-001,CARBON STEEL | EA | ZELC | Not ordered | NO | NO
EM07 | 10300258 | X | M | CBCNR0043 | CONNECTORS(LUG),COMPRESS.,F/CABLE 70 MM2 | EA | ZELC | Not ordered | NO | NO
EM05 | 10300259 | NO | M | EIACC0719 | MATRIX BOARD,F/UNDER FREQUENCY,MOD-8X11 | EA | ZELC | Not ordered | 10300259 | 10300259
EM07 | 10300260 | X | M | CBCAW0723 | CABLE,1CX240MM2/STD PVC,CU/XLPE/0.6/1KV | EA | ZELC | Not ordered | NO | NO
EM07 | 10300261 | X | M | CBCAW0238 | CABLE,1Cx50mm2,0.6/1KV,BLACK,USED DRUM | M | ZELC | Not ordered | NO | NO
EM04 | 10300263 | X | M | BTBTR0019 | BATTERY,ACDELCO,NS70MF,65D26R | EA | ZELC | Not ordered | NO | NO
EM07 | 10300264 | NO | M | EICON2231 | CABLE TIE,BAND-IT,SS,100mm,PVC,100PCS/PK | PAC | ZELC | Not ordered | 10300264 | NO
EM07 | 10300265 | NO | M | EICON0036 | CABLE TIE,3.6x300mm,NYLON,WHITE,100PCS | PAC | ZELC | Not ordered | 10300265 | NO
EM07 | 10300267 | X | M | CBCAW0692 | CABLE,8PX20AWG,BLK&WH,LABELED,300V,PLTC | M | ZELC | Not ordered | NO | NO
EM07 | 10300268 | X | M | CBCAW0529 | CABLE,3C X 35SQ.MM,CU XLPE,0.6/1KV | EA | ZELC | Not ordered | NO | NO
EM07 | 10300269 | NO | M | EIELA0034 | CABLE LUG,FLAT,VBL110D,1.5mm,RED,100PCS | EA | ZELC | Not ordered | NO | NO
EM07 | 10300270 | NO | M | EICAF3633 | CABLE LUG,RING,TIN Cu,25mm2x12mm HOLE | EA | ZELC | Not ordered | 10300270 | NO
EM22 | 10300271 | NO | M | MIPNA0203 | CABINET,RITTAL,7820.750,200x800x800mm | EA | ZELC | Not ordered | 10300271 | NO
EM07 | 10300272 | NO | M | CBCAW0659 | CONTROL CABLE,4C X 4 SQMM,CU/X/LBS/FRV | M | ZELC | Not ordered | 10300272 | NO
EM31 | 10300273 | NO | M | CNCON0159 | THINNER,SIGMA,90-53,24.25 DEG C,F/PRIMER | L | ZELC | Not ordered | 10300273 | NO
EM15 | 10300274 | X | M | EICAF0586 | CONDUIT BODY,APPLETON,LL-67,2" | EA | ZELC | Not ordered | NO | NO
EM11 | 10300275 | X | M | CLRAF0063 | JUMPER,GHIELMETTI,674.140.02800,GBS621SW | EA | ZELC | Not ordered | NO | NO
EM12 | 10300277 | NO | M | MKTBM0016 | PEN CLEANING SET,PHOENIX,CMS-R-SETWO | SET | ZELC | Not ordered | 10300277 | NO
EM07 | 10300278 | X | M | EIELA0173 | CONNECTOR,UNIVERSAL CABLE TRAY,6"X150MM | EA | ZELC | Not ordered | NO | NO
EM07 | 10300279 | NO | M | EICAF0038 | CABLE LUG,COMPRESSION,300mmxM12x2 HOLE | EA | ZELC | Not ordered | 10300279 | NO
EM11 | 10300280 | NO | M | EICAF5670 | CONNECTOR,TEE,SEFCOR,TCRCT-2014-SND | EA | ZELC | Not ordered | 10300280 | NO
EM15 | 10300281 | X | M | EICAF0579 | CONDUIT BODY,APPLETON,LR-67,2" | EA | ZELC | Not ordered | NO | NO
EM07 | 10300282 | NO | M | EIELA0118 | CABLE LUG,RING,TIN Cu,500mm2x12mm HOLE | EA | ZELC | Not ordered | 10300282 | NO
EM12 | 10300283 | NO | M | TBPTB0005 | CONTACT,EB 10 -OTTA6 ,PHOENIX,0790420 | EA | ZELC | Not ordered | 10300283 | 10300283
EM15 | 10300284 | NO | M | EIACC0073 | STRAIGHT/SLEEVE CONNECTOR,CU,185mm2 | EA | ZELC | Not ordered | 10300284 | NO
EM28 | 10300285 | X | M | ECSGM0028 | PRESSURE SWITCH,J6-356-2000 | EA | ZELC | Not ordered | NO | NO
EM11 | 10300287 | X | M | MICAF0693 | PLUG,3/4",THRD,LTCS,A350-F2 CL1,ROUND HD | EA | ZELC | Not ordered | NO | NO
EM07 | 10300288 | X | M | CBCAW0027 | CABLE,GROUNDING,12 AWG,YELLOW/GREEN,PVC | M | ZELC | Not ordered | NO | NO
EM08 | 10300289 | NO | M | EMPNA0025 | MCB,SCHNEIDER,MGN61528,10A,2P,220AC,C | EA | ZELC | Not ordered | 10300289 | NO
EM07 | 10300290 | X | M | CBCAW0549 | CABLE,ELECTRICAL,LV,4Cx10mm2,0.06/1KV | M | ZELC | Not ordered | NO | NO
EM11 | 10300291 | X | M | EISGM0025 | JUNC.BOX,204X204X150MM,OUTDOOR TYPE,250V | EA | ZELC | Not ordered | NO | NO
EM12 | 10300292 | NO | M | TBWTB0052 | JUMBER,TERMINAL BLOCK,WDM,0368700000,CE | EA | ZELC | Not ordered | 10300292 | NO
EM07 | 10300293 | X | M | CBCAW0150 | CABLE,COPPER WIRE,BARE SOFT DRAWN 120MM2 | M | ZELC | Not ordered | NO | NO
EM23 | 10300294 | NO | M | EMLSY0001 | CONVERTER,SIEMENS,7XV5662-0AA00,G703 | EA | ZELC | Not ordered | 10300294 | NO
EM07 | 10300295 | NO | M | CBCAW0008 | CABLE,ELECTROCABLES,5152254TFT4,4PAIR | M | ZELC | Not ordered | 10300295 | 10300295
EM33 | 10300296 | X | M | TLTLS0457 | HEXAGONAL KEY SET,IN INCHE,PROTO NO.4986 | EA | ZELC | Not ordered | NO | NO
EM11 | 10300298 | X | M | EICON3164 | PLUG,TOP,ROUND,220V,MALE | EA | ZELC | Not ordered | NO | NO
EM08 | 10300299 | X | M | EIMCB0009 | BREAKER,BRANCH,ABB,T5N,650A,3P | EA | ZELC | Not ordered | NO | NO
EM04 | 10300300 | X | M | BTBTR0040 | BATTERY,ACDELCO,N40 MF,12V,20A,40AH | EA | ZELC | Not ordered | NO | NO
EM04 | 10300302 | NO | M | BTBTR0024 | BATTERY,N120,12V,FOR GENERATOR SET | EA | ZELC | Not ordered | NO | NO
EM07 | 10300303 | NO | M | EICON2524 | CABLE LUG,RING,TIN Cu,25x10mm2,1 HOLE | EA | ZELC | Not ordered | 10300303 | NO
EM07 | 10300305 | X | M | CBCAW0210 | CABLE,1Cx95mm2,0.6/1KV,CU/XLPE/PVC,BLACK | M | ZELC | Not ordered | NO | NO
EM11 | 10300306 | NO | M | EICNR0002 | CONNECTOR,D9 PIN,W/COVER(HOOD 9 WAY) | EA | ZELC | Not ordered | 10300306 | NO
EM07 | 10300307 | NO | M | CBCNR0016 | CABLE LUG,RING,TIN Cu,150mm2x10mmx1 HOLE | EA | ZELC | Not ordered | 10300307 | NO
EM07 | 10300308 | X | M | CBCAW0716 | CABLE,115KV,1CX2000SQMM,XLPE,40KA,COPPER | EA | ZELC | Not ordered | NO | NO
EM12 | 10300309 | NO | M | TBPTB0017 | MARKER,PHOENIX,1004306,KLM,L28xW8mm | EA | ZELC | Not ordered | 10300309 | 10300309
EM07 | 10300310 | X | M | EICAW0114 | CABLE,CONTROL,4x6mm2,0.6/1kV | M | ZELC | Not ordered | NO | NO
EM07 | 10300312 | X | M | CBCAW0738 | CABLE,3CX4MM2/STD PVC JKET,RED,BLCK&GREN | EA | ZELC | Not ordered | NO | NO
EM07 | 10300313 | NO | M | EICON2237 | CABLE TIE,BAND-IT,SS,500mm,100PCS/PKT | PAC | ZELC | Not ordered | 10300313 | NO
EM07 | 10300315 | NO | M | CBCNR0024 | CABLE LUG,RING,TIN Cu,300mm2x12mm HOLE | EA | ZELC | Not ordered | 10300315 | NO
EM07 | 10300316 | X | M | EIACC0658 | CABLE LUG,RING,TIN Cu,240x12mm,1 HOLE | EA | ZELC | Not ordered | NO | NO
EM07 | 10300317 | X | M | EICON2506 | CABLE LUG,RING,TIN Cu,120x10mm2,1 HOLE | EA | ZELC | Not ordered | NO | NO
EM07 | 10300318 | X | M | EICON2519 | CABLE LUG,RING,TIN Cu,10x6mm2,1 HOLE | EA | ZELC | Not ordered | NO | NO
EM07 | 10300319 | NO | M | EICAF5089 | CABLE LUG,RING,Cu,AWG14,W/O INSULATION | EA | ZELC | Not ordered | 10300319 | NO
EM07 | 10300320 | NO | M | EIELA0110 | CABLE LUG,240x16mm2,1 HOLE | EA | ZELC | Not ordered | 10300320 | NO
EM22 | 10300321 | NO | M | MIPNA0200 | CABINET,H2000XW600XD800,DR #7820.710 | EA | ZELC | Not ordered | 10300321 | NO
EM11 | 10300322 | X | M | EICON0053 | BUSHING,HV,PORCELAIN,0212040,10KV/250A | EA | ZELC | Not ordered | NO | NO
EM30 | 10300323 | X | M | SCCON0064 | BLINKERS,WITH BATTERY | EA | ZELC | Not ordered | NO | NO
EM11 | 10300325 | X | M | CNCON0019 | HEAD LIGHT SET,F/INT'L BUS, MODEL # 2005 | EA | ZELC | Not ordered | NO | NO
EM07 | 10300326 | NO | M | EIELA0102 | CABLE LUG,RING,TIN Cu,185mm2x10mm,2 HOLE | EA | ZELC | Not ordered | 10300326 | NO
EM16 | 10300327 | X | M | EICAF3803 | CABLE TRAY,PERFORATED,400X100MMX3M,GALV. | EA | ZELC | Not ordered | NO | NO
EM04 | 10300328 | NO | M | CNCON0439 | BATTERY,RECHARGEABLE,SP12-45,12V,45Ah | EA | ZELC | Not ordered | 10300328 | 10300328
EM07 | 10300330 | X | M | EIELA0120 | BRAID,FLEXIBLE,16MM2,FL 16-350,BRIGHT CU | EA | ZELC | Not ordered | NO | NO
EM16 | 10300331 | NO | M | EICAW0791 | CABLE TRAY,PERFORATED,HDG,300x50x2mm | M | ZELC | Not ordered | 10300331 | NO
EM07 | 10300332 | NO | M | EICON2568 | CABLE TIE,3M,300x3.6mm,BLACK,100PCS/PKT | PAC | ZELC | Not ordered | 10300332 | NO
EM11 | 10300333 | NO | M | EIACC0259 | BUSHING,RGS,OZ-GEDNEY,1-1/2",INSULATED | EA | ZELC | Not ordered | 10300333 | NO
EM19 | 10300334 | X | M | EILSY0158 | LAMP,DC EMERGENCY INCAND. ,125VDC,40W | EA | ZELC | Not ordered | NO | NO
EM19 | 10300335 | X | M | OSOFC0809 | LAMP,FLOURESCENT,20W,110V,WITH CASING | EA | ZELC | Not ordered | NO | NO
EM07 | 10300336 | X | M | EICON2507 | CABLE LUG,RING,TIN Cu,20mm2x12mm,1 HOLE | EA | ZELC | Not ordered | NO | NO
EM33 | 10300337 | X | M | TLTLS1258 | LADDER,STRAIGHT,ALUMINUM,8m | EA | ZELC | Not ordered | NO | NO
EM11 | 10300338 | X | M | GDDTC0004 | PCB,MAIN,B877,S/N.B7M1804T (266572) | EA | ZELC | Not ordered | NO | NO
EM07 | 10300339 | X | M | CBCAW0634 | CABLE,FLEXIBLE,0.6KV/1KV,1CX95MM2-RED | M | ZELC | Not ordered | NO | NO
EM07 | 10300340 | X | M | CBCAW0635 | CABLE,FLEXIBLE,0.6KV/1KV,1CX95MM2-BLACK | M | ZELC | Not ordered | NO | NO
EM07 | 10300342 | NO | M | MIACC0007 | CABLE TIE,530mm,NYLON,WITH SS BAR | PAC | ZELC | Not ordered | 10300342 | NO
EM07 | 10300344 | X | M | EIELA0164 | BRAID BOND,FLEXIBLE CU,400MM,TINNED COAT | EA | ZELC | Not ordered | NO | NO
EM33 | 10300345 | NO | M | PKACC0007 | BATTERY,MAKITA,1220,12VDC/1.5AH,NI-CD | EA | ZELC | Not ordered | 10300345 | 10300345
EM04 | 10300346 | X | M | BTBTR0042 | BATTERY,ACDELCO,55D23L,12V | EA | ZELC | Not ordered | NO | NO
EM04 | 10300347 | X | M | BTBTR0043 | BATTERY,ACDELCO,48D26L N50MF,12V | EA | ZELC | Not ordered | NO | NO
EM04 | 10300348 | NO | M | BTBTR0022 | BATTERY,ACDELCO,46B24R,FOR GENERATOR | EA | ZELC | Not ordered | NO | NO
EM04 | 10300350 | NO | M | BTBTR0035 | BATTERY TERMINAL,COPPER,20mm | EA | ZELC | Not ordered | NO | NO
EM19 | 10300351 | NO | M | EILSY0321 | BALLAST,F/METAL HALIDE FIXTURE,400W,220V | EA | ZELC | Not ordered | 10300351 | 10300351
EM07 | 10300353 | X | M | EIELA0092 | LUG,4 - 6 SQMM X 8 MM RING TYPE,YELLOW | EA | ZELC | Not ordered | NO | NO
EM07 | 10300354 | X | M | EIELA0117 | LUG,150 X 12 MM2,SINGLE HOLE,MED.VOLTAGE | EA | ZELC | Not ordered | NO | NO
EM30 | 10300355 | X | M | CNCON0792 | NUMBER STICKER,LINE IDENTIFICATION | EA | ZELC | Not ordered | NO | NO
EM07 | 10300356 | X | M | EICON3339 | CABLE LUGS,70MM2 X 10MM DIA HOLE,UL | EA | ZELC | Not ordered | NO | NO
EM07 | 10300357 | X | M | MIACC0059 | CABLE TIE,GT-250M,250x2.8x65mm,14kg | PAC | ZELC | Not ordered | NO | NO
EM16 | 10300359 | X | M | EICAF3687 | CABLE TRAY,PERFORATED W/CVR,100X100MM,GI | EA | ZELC | Not ordered | NO | NO
EM22 | 10300360 | NO | M | MIPNA0197 | PLINTH,RITTAL,TS8602.800,H200xW800mm | EA | ZELC | Not ordered | 10300360 | NO
EM15 | 10300361 | X | M | EICAF5570 | CONDUIT,PVC,4"DIA,SCH40,3m | M | ZELC | Not ordered | NO | NO
EM07 | 10300362 | NO | M | CBCAW0039 | CABLE,CONTROL,4Cx4mm2,Cu,0.6/1KV,XLPE | M | ZELC | Not ordered | 10300362 | NO
EM07 | 10300363 | X | M | CBCAW0646 | CABLE,CONTROL,4Cx35mm2,1kV,Cu/XLPE/PVC | M | ZELC | Not ordered | NO | NO
EM07 | 10300364 | X | M | CBCAW0696 | CABLE,1PX18AWG,BLK&WH,LABELED,300V,PLTC | EA | ZELC | Not ordered | NO | NO
EM07 | 10300366 | X | M | CBCAW0724 | CABLE,1CX185MM2,STD PVC,CU/XLPE/0.6/1KV | EA | ZELC | Not ordered | NO | NO
EM07 | 10300367 | X | M | MIACC0078 | CABLE TIE,KSS,CV368S,370x3.6mm,100pcs | PAC | ZELC | Not ordered | NO | NO
EM07 | 10300368 | X | M | EICON0018 | CABLE TIE,KSS,CV292B,292x3.6mm,NYLON,Blk | PAC | ZELC | Not ordered | NO | NO
EM07 | 10300369 | NO | M | CBCNR0015 | CABLE LUG,RING,TIN Cu,240x12mmx2 HOLE,KL | EA | ZELC | Not ordered | 10300369 | NO
EM07 | 10300370 | X | M | EICON2510 | CABLE LUG,RING,TIN Cu,185x10mm2,1 HOLE | EA | ZELC | Not ordered | NO | NO
EM07 | 10300371 | NO | M | EICAF5715 | CABLE LUG,RING,TIN Cu,150mm2x12mm HOLE | EA | ZELC | Not ordered | 10300371 | NO
EM07 | 10300372 | X | M | EICAF5703 | CABLE LUG,RING,TIN Cu,10mm2x10mm HOLE | EA | ZELC | Not ordered | NO | NO
EM11 | 10300375 | X | M | MIMEW0078 | BRACKET,MOUNTING,MBSM115 | EA | ZELC | Not ordered | NO | NO
EM11 | 10300376 | NO | M | SRPNA0004 | BRACKET,FRAME REDUCER,SCHROFF,PRB100,STL | EA | ZELC | Not ordered | 10300376 | NO
EM22 | 10300377 | NO | M | CTACC0006 | PLINTH TRIM,SIDE,RITTAL,TS8601.085 | EA | ZELC | Not ordered | 10300377 | NO
EM11 | 10300378 | X | M | EIACC0134 | BUSHING,RGS,3/4",WITH LOCK NUT,UL LISTED | EA | ZELC | Not ordered | NO | NO
EM07 | 10300379 | X | M | CBCAW0647 | CABLE,CONTROL,4Cx16mm2,1kV,Cu/XLPE/PVC | M | ZELC | Not ordered | NO | NO
EM11 | 10300380 | X | M | CNCON0577 | PLUG TOP,PLUG PIN,110V | EA | ZELC | Not ordered | NO | NO
EM11 | 10300381 | X | M | GDCAL0068 | PCBASSY,MTHR BRD,440/840N4X,500005077001 | EA | ZELC | Not ordered | NO | NO
EM22 | 10300382 | NO | M | MIPNA0057 | PANEL,BLANKING,RITTAL,DK7156.035,6U | EA | ZELC | Not ordered | 10300382 | NO
EM22 | 10300384 | NO | M | MIPNA0090 | PANEL,BLANKING,RITTAL,DK7152.035,2U | EA | ZELC | Not ordered | 10300384 | NO
EM07 | 10300385 | X | M | CBCAW0645 | CABLE,CONTROL,4Cx70mm2,1kV,Cu/XLPE/PVC | M | ZELC | Not ordered | NO | NO
EM16 | 10300387 | X | M | EIELA0122 | CABLE TRAY,CHANNEL,3"X1.25"X2MM,GALV | EA | ZELC | Not ordered | NO | NO
EM07 | 10300388 | NO | M | EICON2512 | CABLE LUG,RING,TIN Cu,240mm2x12mm HOLE | EA | ZELC | Not ordered | 10300388 | NO
EM07 | 10300389 | NO | M | EIELA0101 | CABLE LUG,RING,TIN Cu,240mm2x10mm,2 HOLE | EA | ZELC | Not ordered | 10300389 | NO
EM08 | 10300390 | NO | M | EIMCB0003 | MCB,SIEMENS,5SX2102-7,2A,1P,6kA,400V | EA | ZELC | Not ordered | 10300390 | NO
EM07 | 10300391 | X | M | CBCAW0662 | CONTROL CABLE,4C X 16 SQMM,CU/X/LBS/FRV | M | ZELC | Not ordered | NO | NO
EM15 | 10300392 | X | M | EICAF0951 | CONDUIT,RGS,3/4",TYPE LL | EA | ZELC | Not ordered | NO | NO
EM07 | 10300393 | X | M | EIELA0176 | CONDUCTOR,240 SQMM,BARE COPPER | EA | ZELC | Not ordered | NO | NO
EM07 | 10300394 | X | M | CBCAW0649 | CABLE,POWER,12C X 2.5 SQMM,CU/X/CUT/FRV | EA | ZELC | Not ordered | NO | NO
EM07 | 10300395 | X | M | CBCAW0650 | CABLE,POWER,12 C X 6 SQMM,CU/X/CUT/FRV | EA | ZELC | Not ordered | NO | NO
EM07 | 10300396 | X | M | CBCAW0629 | CABLE,FLEXIBLE,0.6KV/1KV,1CX50MM2-BLACK | M | ZELC | Not ordered | NO | NO
EM07 | 10300397 | X | M | CBCAW0625 | CABLE,FLEXIBLE,0.6KV/1KV,1CX35MM2-RED | M | ZELC | Not ordered | NO | NO
EM07 | 10300398 | NO | M | EICAW0632 | CABLE,ARMOURED,CONTROL,LV,7Cx2.5mm2,CU | M | ZELC | Not ordered | 10300398 | 10300398
EM07 | 10300399 | X | M | CBCAW0735 | CABLE,4CX4MM2/STD PVC JKET,RED,YEL,BLUE | EA | ZELC | Not ordered | NO | NO
EM07 | 10300401 | X | M | EICON2573 | CABLE TIE,3M,PVC,100x2.5mm,WHITE | PAC | ZELC | Not ordered | NO | NO
EM07 | 10300402 | X | M | MIACC0033 | CABLE TIE,300 MM,WHITE,100 EA./PKT | PAC | ZELC | Not ordered | NO | NO
EM11 | 10300404 | NO | M | EICON0019 | BAND,SPIRAL WRAPPING,KSS,KS-8,PE,8x12MM | RL | ZELC | Not ordered | 10300404 | NO
EM28 | 10300405 | X | M | ECSGM0029 | PRESSURE SWITCH,J6-680-2000 | EA | ZELC | Not ordered | NO | NO
EM11 | 10300406 | X | M | EIACC0525 | HEAD LIGHT (FRONT) FOR BOOMTRUCK | EA | ZELC | Not ordered | NO | NO
EM07 | 10300407 | NO | M | EIELA0344 | CABLE LUG,RING,TIN Cu,500mm2x12mm,2 HOLE | EA | ZELC | Not ordered | 10300407 | NO
EM08 | 10300408 | NO | M | EIMCB0079 | MCB,SCHINEDER,MGN61526+26929,2P,6A(IN) | EA | ZELC | Not ordered | 10300408 | 10300408
EM19 | 10300409 | X | M | EILSY0221 | LAMP,HALOGEN,1000W,220V | EA | ZELC | Not ordered | NO | NO
EM15 | 10300410 | X | M | EICAF1303 | CONDUIT,GI,1-1/2",WITH COUPLING | M | ZELC | Not ordered | NO | NO
EM07 | 10300411 | X | M | CBCAW0641 | CABLE,FLEXI,0.6KV/1KV,1CX150MM2-BLACK | M | ZELC | Not ordered | NO | NO
EM07 | 10300412 | X | M | CBCAW0644 | CABLE,CONTROL,4Cx120mm2,1kV,Cu/XLPE/PVC | M | ZELC | Not ordered | NO | NO
EM07 | 10300413 | NO | M | MIACC0019 | CABLE TIE,FAVORTRON,GT-635ST,635x4.8mm | PAC | ZELC | Not ordered | 10300413 | NO
EM04 | 10300415 | X | M | BTBTR0045 | BATTERY,HI-START,N150AHCCA900,N150,12V | EA | ZELC | Not ordered | NO | NO
EM04 | 10300416 | X | M | BTBTR0046 | BATTERY,BAKO,4R15/8V,ZINC CHLORIDE | EA | ZELC | Not ordered | NO | NO
EM15 | 10300418 | X | M | MITUF0529 | CONDUIT,RGS,1/2",3m,WITH COUPLING | M | ZELC | Not ordered | NO | NO
EM07 | 10300419 | X | M | CBCAW0049 | CABLE,4CX10MM2/LEAD SHIELD,RED,YEL,BLUE | EA | ZELC | Not ordered | NO | NO
EM07 | 10300420 | X | M | CBCAW0530 | CABLE,3C X 300SQ.MM,CU XLPE,0.6/1KV | EA | ZELC | Not ordered | NO | NO
EM07 | 10300421 | X | M | CBCAW0698 | CABLE,1TX16AWG,BLK,WH&RED,300V,PLTC | EA | ZELC | Not ordered | NO | NO
EM07 | 10300424 | NO | M | CBCNR0017 | CABLE LUG,FLAT,CEMBRE,ANE3-P14,16mm2 | EA | ZELC | Not ordered | 10300424 | NO
EM07 | 10300425 | NO | M | EIELA0094 | CABLE LUG,FLAT,10mm2,BLACK | EA | ZELC | Not ordered | 10300425 | NO
EM07 | 10300426 | X | M | EICON3357 | CABLE LUG,EARTHING,10 MM2 | EA | ZELC | Not ordered | NO | NO
EM04 | 10300427 | NO | M | BTBTR0006 | BATTERY,12V,FOR MILLER WELDING GENERATOR | EA | ZELC | Not ordered | 10300427 | 10300427
EM04 | 10300428 | X | M | ECINU0027 | BATTERY PACK,6V,1.2AH,C01253 | EA | ZELC | Not ordered | NO | NO
EM07 | 10300429 | NO | M | MIACC0006 | BASE,CABLE TIE,TME,KSS-HC-101,0.075mm2 | PAC | ZELC | Not ordered | 10300429 | NO
EM11 | 10300430 | X | M | EILSY0123 | OUTLET,RECEPTACLE,WP,20A,127VAC,220VAC | EA | ZELC | Not ordered | NO | NO
EM07 | 10300431 | X | M | CBCAW0162 | CONDUCTOR,Cu,150SQMM,SOFT DRAWN STRANDED | EA | ZELC | Not ordered | NO | NO
EM16 | 10300433 | X | M | EIELA0170 | PERFORATED CABLE TRAY,HDG,6 MTS LONG | EA | ZELC | Not ordered | NO | NO
EM22 | 10300434 | NO | M | MIPNA0043 | PANEL,BLANKING,RITTAL,DK7153.035,3U | EA | ZELC | Not ordered | 10300434 | NO
EM08 | 10300435 | NO | M | EIMCB0078 | MCB,SCHINEDER,MGN61528+26926,2P,10A(IN) | EA | ZELC | Not ordered | 10300435 | 10300435
EM08 | 10300436 | X | M | EIMCB0081 | MCB,SCHINEDER,60171+26929,3P,3A(IN),125V | EA | ZELC | Not ordered | NO | NO
EM12 | 10300437 | NO | M | TBPTB0032 | MARKER,TERMINAL BLOCK,PHOENIX,ZB5 | BOX | ZELC | Not ordered | 10300437 | NO
EM07 | 10300439 | NO | M | EICAW0907 | WIRE,SIS,MESC,XHHW,1Cx12AWG,600V,BLUE | RL | ZELC | Not ordered | 10300439 | NO
EM07 | 10300440 | X | M | EICON2513 | LUG,TINNED CU,240 SQMMX14MM HOLE,UL | EA | ZELC | Not ordered | NO | NO
EM19 | 10300441 | X | M | EILSY0082 | LIGHTING,150W,230VAC,WALL/CEILINGSURFACE | EA | ZELC | Not ordered | NO | NO
EM23 | 10300442 | X | M | EMPWS0004 | POWER SUPPLY,ABSOPULSE,2XREW 150-B-P5006 | EA | ZELC | Not ordered | NO | NO
EM19 | 10300443 | X | M | EILSY0097 | LIGHTING FIXTURE,EMER,2X25W,230VAC,WALL | EA | ZELC | Not ordered | NO | NO
EM08 | 10300444 | NO | M | EIMCB0015 | MCB,SIEMENS,5SX2203-7,3A,2P,6kA,400V | EA | ZELC | Not ordered | 10300444 | NO
EM08 | 10300445 | NO | M | EIMCB0082 | MCB,SCHINEDER,60147+2(26929),2P,20A(IN) | EA | ZELC | Not ordered | NO | NO
EM08 | 10300446 | NO | M | EIMCB0077 | MCB,HIGH RATING,2P-DC-20A,10KA | EA | ZELC | Not ordered | NO | NO
EM22 | 10300447 | NO | M | MIPNA0106 | PANEL,BLANKING,RITTAL,DK7157.035,1.5U | EA | ZELC | Not ordered | 10300447 | NO
EM08 | 10300448 | NO | M | EIMCB0025 | MCB,SIEMENS,5SX2113-7,13A,1P,6kA,TYPE C | EA | ZELC | Not ordered | 10300448 | NO
EM08 | 10300449 | X | M | EIMCB0070 | MCB,DC,5SY2202-7,2 POLE,20A,W/AUX | EA | ZELC | Not ordered | NO | NO
EM24 | 10300450 | NO | M | TPTMP0015 | RELAY,TRIP,ALSTOM,MVAX11R1CB0756A | EA | ZELC | Not ordered | 10300450 | 10300450
EM11 | 10300451 | X | M | ECINU0119 | LEVEL SWITCH,MODEL:910-P1AK-001 | EA | ZELC | Not ordered | NO | NO
EM11 | 10300452 | X | M | EIINU0028 | PLUG,SS316,6MM OD,BLPM6-316 | EA | ZELC | Not ordered | NO | NO
EM08 | 10300453 | X | M | EIMCB0048 | MCB,SIEMENS,5SX2110-7,1P,10A,6kA | EA | ZELC | Not ordered | NO | NO
EM08 | 10300455 | X | M | EIMCB0075 | MCB,HIGH RATING,2P-DC-40A,6KA | EA | ZELC | Not ordered | NO | NO
EM24 | 10300456 | X | M | CLRAF0075 | RELAY,SIEMENS,7SD5221-5PB99-9HV7,FLUSH | EA | ZELC | Not ordered | NO | NO
EM22 | 10300457 | NO | M | CTACC0005 | PLINTH,FRONT&REAR,RITTAL,DK7825.801 | EA | ZELC | Not ordered | 10300457 | NO
EM08 | 10300458 | X | M | EIMCB0080 | MCB,SCHINEDER,MGN61523+26929,2P,3A(IN) | EA | ZELC | Not ordered | NO | NO
EM08 | 10300459 | NO | M | EITCM0022 | MCB,MERLIN GERIN,20544,6A,2P,10kA,250V | EA | ZELC | Not ordered | 10300459 | NO
EM12 | 10300460 | NO | M | SRELA0013 | MARKER,WDM,EM 8/30,1806120000,32.4x7.2mm | EA | ZELC | Not ordered | 10300460 | NO
EM12 | 10300461 | X | M | SRELA0016 | MARKER,WDM,1289660001,DEK 8 FSZ | EA | ZELC | Not ordered | NO | NO
EM12 | 10300462 | NO | M | MKTBM0019 | MARKER,FS,WDM,047356251,FROM 251-300 | PAC | ZELC | Not ordered | 10300462 | NO
EM07 | 10300464 | X | M | EIELA0040 | LUG,INSULATED,FLAT,1.5 SQMM,100 PCS/PKT | PAC | ZELC | Not ordered | NO | NO
EM08 | 10300465 | NO | M | MIPNA0025 | LOCK INSERT,RITTAL,TS8611.180 | EA | ZELC | Not ordered | 10300465 | NO
EM33 | 10300466 | X | M | TLTLS1095 | LOCK,PAD,4",WITH KEY | EA | ZELC | Not ordered | NO | NO
EM15 | 10300467 | NO | M | EICON3245 | CONNECTOR,CROUSE-HINDS,CHC-LT10090,1" | EA | ZELC | Not ordered | 10300467 | NO
EM12 | 10300468 | NO | M | TBWTB0024 | TERMINAL,TAC INSULATED,Z-TRE-F1,E1008 | EA | ZELC | Not ordered | NO | NO
EM12 | 10300469 | NO | M | TBWTB0056 | TERMINAL BLOCK,FUSED,WDM,1368720000 | EA | ZELC | Not ordered | 10300469 | NO
EM12 | 10300470 | NO | M | TBWTB0064 | TERMINAL BLOCK,FUSED,WDM,0225560000 | EA | ZELC | Not ordered | 10300470 | NO
EM30 | 10300471 | X | M | EICON2029 | TAPE,ELECTRICAL,TEMFLEX 1500,3M,BLACK | RL | ZELC | Not ordered | NO | NO
EM22 | 10300472 | NO | M | MIACC0040 | TRUNKING RACE WAY,80x100mm,GRAY | EA | ZELC | Not ordered | 10300472 | NO
EM07 | 10300473 | NO | M | MIACC0083 | CABLE TIE,GT-100M,100x2.5mm,100 pcs/pkt | PAC | ZELC | Not ordered | 10300473 | NO
EM07 | 10300475 | X | M | CBCAW0189 | CABLE,3Cx300mm2,15KV,CU/XLPE/STA/PVC | M | ZELC | Not ordered | NO | NO
EM11 | 10300476 | X | M | EICON0054 | BUSHING KIT,10KV/250A,C/W METAL PARTS | KIT | ZELC | Not ordered | NO | NO
EM07 | 10300477 | X | M | CBCAW0384 | CABLE,MESC,7614-05C00150-U0BK8-00,1.5mm2 | M | ZELC | Not ordered | NO | NO
EM11 | 10300478 | X | M | EIACC0078 | CONNECTOR,STRAIGHT/SLEEVE,50MM2 | EA | ZELC | Not ordered | NO | NO
EM24 | 10300479 | X | M | EIRLY0063 | RELAY,MANUAL RESET LOCK OUT,LOR 7806F | EA | ZELC | Not ordered | NO | NO
EM24 | 10300480 | X | M | EIRLY0066 | RELAY,LOCK OUT,ABB,MVAJ105RA0802,8NO+2NC | EA | ZELC | Not ordered | NO | NO
EM24 | 10300481 | NO | M | EICON3299 | RELAY,INTERPOSING,KRP14AN120,VA,10A,3PDT | EA | ZELC | Not ordered | 10300481 | NO
EM24 | 10300482 | NO | M | EIRLY0038 | RELAY,HIGH IMPEDANCE,ALSTOM,MCAG14SSDB0+ | EA | ZELC | Not ordered | 10300482 | NO
EM24 | 10300483 | NO | M | MIACC0036 | RELAY,HELLA,3079,24Vdc,20A,W/ BASE #056 | EA | ZELC | Not ordered | 10300483 | NO
EM24 | 10300484 | X | M | EIRLY0065 | RELAY,FLAG,ABB,RK271019-AN,RXSF-1,110Vdc | EA | ZELC | Not ordered | NO | NO
EM24 | 10300485 | NO | M | CCCMM0007 | RELAY,ELECTROSWITCH,LOR7865FD,10NO+10NC | EA | ZELC | Not ordered | 10300485 | NO
EM24 | 10300486 | X | M | EIRLY0068 | RELAY,DPDT,24V,OMRON,MK2PN-S W/RELAY B | EA | ZELC | Not ordered | NO | NO
EM24 | 10300487 | NO | M | EICAF0294 | RELAY,CONTROL,SIEMENS,3RH1140-1BG40,4NO | EA | ZELC | Not ordered | 10300487 | NO
EM24 | 10300488 | NO | M | EICAF0296 | RELAY,CONTROL,SCHNEIDER,CA3KN40FD,110VDC | EA | ZELC | Not ordered | 10300488 | NO
EM24 | 10300489 | NO | M | EIRLY0058 | RELAY,CONTACTOR,SIEMENS,3RH1431,125Vdc | EA | ZELC | Not ordered | 10300489 | NO
EM24 | 10300490 | X | M | EIRLY0030 | RELAY,BREAKER MANAGEMENT,SIEMENS,7VK61 | EA | ZELC | Not ordered | NO | NO
EM24 | 10300491 | NO | M | EIRLY0057 | RELAY,AUXILIARY,SIEMENS,7PA2351-1,125Vdc | EA | ZELC | Not ordered | 10300491 | NO
EM24 | 10300492 | NO | M | EMLSY0003 | RELAY,AUXILIARY,EMAX,AVR7792308,129Vdc | EA | ZELC | Not ordered | 10300492 | NO
EM24 | 10300493 | X | M | CCCMM0006 | RELAY,AUXILIARY,ARTECHE,RF-4DI00111 | EA | ZELC | Not ordered | NO | NO
EM24 | 10300494 | X | M | ECRLY0019 | RELAY,AUXILIARY,ABB,RXMB1,1MRK 000 866AN | EA | ZELC | Not ordered | NO | NO
EM24 | 10300495 | NO | M | CCCMM0005 | RELAY,AUXILIARY,ABB,606B017A22,4NO,125V | EA | ZELC | Not ordered | 10300495 | NO
EM24 | 10300496 | X | M | CLRAF0042 | RELAY,ALSTOM,P74331NA6M0510K,4500673095 | EA | ZELC | Not ordered | NO | NO
EM08 | 10300497 | X | M | EIMCB0002 | RCCB,SIEMENS,2P,6A,5SU1153-0KV06 | EA | ZELC | Not ordered | NO | NO
EM08 | 10300498 | NO | M | EIMCB0004 | RCCB,SIEMENS,2P,20A,5SU1353-0KV20 | EA | ZELC | Not ordered | NO | NO
EM24 | 10300499 | X | M | EIRLY0064 | RELAY,MANUAL RESET LOCK OUT,LOR 7808F | EA | ZELC | Not ordered | NO | NO
EM24 | 10300500 | X | M | CLRAF0041 | RELAY,ALSTOM,P74137NA6M0510K,4500673095 | EA | ZELC | Not ordered | NO | NO
EM24 | 10300501 | X | M | CLRAF0040 | RELAY,ALSTOM,P64332NA6M0040K,4500673095 | EA | ZELC | Not ordered | NO | NO
EM24 | 10300503 | X | M | CLRAF0018 | RELAY,ALSTOM,P54631NL7M0710M,4500678320 | EA | ZELC | Not ordered | NO | NO
EM24 | 10300504 | X | M | CLRAF0019 | RELAY,ALSTOM,P54531NL7M0710M,4500678320 | EA | ZELC | Not ordered | NO | NO
EM24 | 10300505 | X | M | CLRAF0021 | RELAY,ALSTOM,P54531NK7M0710M,4500678320 | EA | ZELC | Not ordered | NO | NO
EM24 | 10300506 | X | M | CLRAF0022 | RELAY,ALSTOM,P54531NJ7M0710M,4500678320 | EA | ZELC | Not ordered | NO | NO
EM24 | 10300507 | X | M | CLRAF0039 | RELAY,ALSTOM,P14231NB6M0460J,4500673095 | EA | ZELC | Not ordered | NO | NO
EM24 | 10300508 | X | M | CLRAF0009 | RELAY,ALSTOM,MVTT14R1YD0751E,4500673018 | EA | ZELC | Not ordered | NO | NO
EM24 | 10300509 | X | M | CLRAF0008 | RELAY,ALSTOM,MVTT14R1YC0751E,4500673018 | EA | ZELC | Not ordered | NO | NO
EM24 | 10300510 | NO | M | CLRAF0015 | RELAY,ALSTOM,MVAX31S1DE0754A,4500673018 | EA | ZELC | Not ordered | 10300510 | NO
EM24 | 10300511 | X | M | CLRAF0014 | RELAY,ALSTOM,MVAX12R1DB0757A,4500673018 | EA | ZELC | Not ordered | NO | NO
EM24 | 10300512 | X | M | CLRAF0016 | RELAY,ALSTOM,MVAA11R1BA0766C,4500673018 | EA | ZELC | Not ordered | NO | NO
EM24 | 10300513 | X | M | CLRAF0093 | RELAY,ALSTOM,MFAC14S1BC0001A,4500678320 | EA | ZELC | Not ordered | NO | NO
EM24 | 10300514 | X | M | CLRAF0061 | RELAY,ALSTOM,KAVS00IT15JEN | EA | ZELC | Not ordered | NO | NO
EM24 | 10300515 | NO | M | EISGR0006 | RELAY,ABB,RXMD1,125Vdc,1MRK 001 602-nn | EA | ZELC | Not ordered | 10300515 | NO
EM24 | 10300517 | NO | M | CLRAF0034 | RELAY,ABB,REXBA4,RK428004AA,4500667654 | EA | ZELC | Not ordered | 10300517 | NO
EM24 | 10300518 | X | M | EIACC0715 | RELAY,ABB,HBFJAEAGNEA1BAA21E,REF 615 | EA | ZELC | Not ordered | NO | NO
EM11 | 10300519 | X | M | EILSY0238 | RECEPTACLE,OUTLET,20A,120VAC,DUPLEX,BACK | EA | ZELC | Not ordered | NO | NO
EM11 | 10300520 | X | M | EICON3029 | RECEPTACLE,DUPLEX,20A,125V | EA | ZELC | Not ordered | NO | NO
EM11 | 10300521 | NO | M | EICAF2371 | RECEPTACLE,AC DUPLEX,110 Vac | EA | ZELC | Not ordered | 10300521 | NO
EM08 | 10300522 | NO | M | EIMCB0017 | RCCB,SIEMENS,5SU1356-6KK20,1P+N,20A,6kA | EA | ZELC | Not ordered | 10300522 | NO
EM11 | 10300523 | NO | M | EILSY0056 | PUSH BUTTON,1N/O+1N/C,BLACK COLOR | EA | ZELC | Not ordered | 10300523 | NO
EM22 | 10300524 | NO | M | MIPNA0026 | PUNCHED SECTION,RITTAL,PS4381.000 | EA | ZELC | Not ordered | 10300524 | 10300524
EM22 | 10300525 | NO | M | CNELA0017 | PUNCHED SECTION,RITTAL,PS4380.000 | EA | ZELC | Not ordered | 10300525 | NO
EM22 | 10300526 | NO | M | MIPNA0051 | PUNCHED SECTION,RITTAL,PS4178.000 | PAC | ZELC | Not ordered | 10300526 | 10300526
EM24 | 10300527 | X | M | CLRAF0013 | RELAY,ALSTOM,MVAX11R1DB0757A,4500673018 | EA | ZELC | Not ordered | NO | NO
EM24 | 10300528 | NO | M | CLRAF0012 | RELAY,ALSTOM,MVAJ205TA0806A,14.4TO300V | EA | ZELC | Not ordered | 10300528 | NO
EM24 | 10300529 | X | M | CLRAF0011 | RELAY,ALSTOM,MVAJ105RA0804A,14.4TO300V | EA | ZELC | Not ordered | NO | NO
EM24 | 10300530 | X | M | CLRAF0017 | RELAY,ALSTOM,MVAJ104RB0804A,14.4TO300V | EA | ZELC | Not ordered | NO | NO
EM24 | 10300531 | X | M | CLRAF0010 | RELAY,ALSTOM,MVAJ101RB0800A,14.4TO300V | EA | ZELC | Not ordered | NO | NO
EM24 | 10300532 | X | M | CLRAF0004 | RELAY,ALSTOM,MVAJ101RA0800A,14.4TO300V | EA | ZELC | Not ordered | NO | NO
EM24 | 10300533 | X | M | CLRAF0005 | RELAY,ALSTOM,MVAJ051RA0800B,14.4TO300V | EA | ZELC | Not ordered | NO | NO
EM24 | 10300534 | X | M | CLRAF0007 | RELAY,ALSTOM,MVAA21R1BA0751B,19.2TO300V | EA | ZELC | Not ordered | NO | NO
EM24 | 10300535 | X | M | CLRAF0032 | RELAY,ALSTOM,MVAA16R1AA0763C,4500683045 | EA | ZELC | Not ordered | NO | NO
EM24 | 10300536 | X | M | CLRAF0006 | RELAY,ALSTOM,MVAA16R1AA0761C,19.2TO300V | EA | ZELC | Not ordered | NO | NO
EM24 | 10300537 | X | M | EIACC0714 | RELAY,ABB,HBFJAEAGNEA1BAA11E,REF 615 | EA | ZELC | Not ordered | NO | NO
EM08 | 10300538 | NO | M | EIMCB0018 | RCCB,SIEMENS,5SU1356-6KK06,1P+N,6A,6kA | EA | ZELC | Not ordered | 10300538 | NO
EM08 | 10300539 | NO | M | CMMDR0002 | RACK FRAME+POWER SUPPLY,19",WITH CABLING | EA | ZELC | Not ordered | 10300539 | NO
EM34 | 10300540 | NO | M | EMTRC0001 | RACK FRAME,TILLQUIST,19",FOR TRANSDUCER | EA | ZELC | Not ordered | 10300540 | 10300540
EM11 | 10300541 | X | M | CNCON0073 | RAC FITTING,C-TYPE,GI,3/4" | EA | ZELC | Not ordered | NO | NO
EM07 | 10300542 | X | M | CBCAW0407 | PWR CABLE,3CX2.5MM2,CU/XLPE/PVC,SWA600/1 | EA | ZELC | Not ordered | NO | NO
EM11 | 10300543 | NO | M | EILSY0057 | PUSH BUTTON,NPB22-BFL-M22,2 N/O,BLACK | EA | ZELC | Not ordered | 10300543 | NO
EM11 | 10300544 | NO | M | EILSY0054 | PUSH BUTTON,2N/O+2N/C,RED COLOR | EA | ZELC | Not ordered | 10300544 | NO
EM11 | 10300545 | X | M | EILSY0053 | PUSH BUTTON,2N/O,WITH RED LED | EA | ZELC | Not ordered | NO | NO
EM11 | 10300546 | NO | M | EILSY0055 | PUSH BUTTON,1N/O,BLACK COLOR | EA | ZELC | Not ordered | NO | NO
EM22 | 10300547 | NO | M | CNELA0011 | PUNCHED SECTION,RITTAL,TS8612.180 | EA | ZELC | Not ordered | 10300547 | 10300547
EM07 | 10300548 | X | M | CBCAW0266 | CABLE,UTP CAT-6,305 MTS./ROLL,SYSTIMAX | M | ZELC | Not ordered | NO | NO
EM07 | 10300549 | X | M | EICON3312 | TERMINAL LUG,35MM2,INSULATED,RING TYPE | EA | ZELC | Not ordered | NO | NO
EM07 | 10300550 | X | M | EICON3035 | TERMINAL LUG,PIN,6MM,YELLOW,100 PCS/PKT | EA | ZELC | Not ordered | NO | NO
EM19 | 10300551 | X | M | OSOFC0950 | DAYLIGHT,110V,20W | EA | ZELC | Not ordered | NO | NO
EM11 | 10300552 | X | M | CLRAF0038 | TEST PLUG,ABB,RK926115AN,4500680164 | EA | ZELC | Not ordered | NO | NO
EM24 | 10300553 | X | M | EIPWS0009 | RELAY,SUPERVISION,ABB,MVRS702290-AA,125V | EA | ZELC | Not ordered | NO | NO
EM07 | 10300554 | NO | M | CBCAW0626 | CABLE,FLEXIBLE,0.6KV/1KV,1CX35MM2-BLACK | M | ZELC | Not ordered | 10300554 | NO
EM24 | 10300555 | X | M | ECRLY0021 | RELAY,PROTECTION,SEL,04214615XC2X44224X+ | EA | ZELC | Not ordered | NO | NO
EM24 | 10300556 | X | M | ECRLY0020 | RELAY,PROTECTION,SEL,04214615XC2X43224X+ | EA | ZELC | Not ordered | NO | NO
EM24 | 10300557 | NO | M | TPTMP0074 | RELAY,PROTECTION,AREVA,MICOM P54631AA6N+ | EA | ZELC | Not ordered | 10300557 | NO
EM24 | 10300558 | NO | M | EMLSY0015 | RELAY,OMRON,MY4N-CR,125Vac | EA | ZELC | Not ordered | 10300558 | NO
EM23 | 10300559 | X | M | EIPWS0014 | POWER SUPPLY,SMPS,24V,WDM,1469510000 | EA | ZELC | Not ordered | NO | NO
EM19 | 10300560 | X | M | EIACC0416 | LIGHT,ROTATING,12V,FOR FORKLIFT | EA | ZELC | Not ordered | NO | NO
EM07 | 10300561 | NO | M | MIACC0026 | FERRULE TUBE,NON SHRINKABLE,3.2mm2 | RL | ZELC | Not ordered | 10300561 | NO
EM07 | 10300563 | X | M | EICON0023 | FERRULE TUBE,KSS,4mm,WHITE | RL | ZELC | Not ordered | NO | NO
EM07 | 10300564 | NO | M | MIACC0017 | FERRULE TUBE,HEAT SHRINKABLE,6mm,BLACK | RL | ZELC | Not ordered | 10300564 | NO
EM07 | 10300565 | NO | M | EICON0035 | FERRULE TUBE,HEAT SHRINKABLE,6 mm,CLEAR | RL | ZELC | Not ordered | 10300565 | NO
EM07 | 10300566 | X | M | EICAW1017 | CABLE,Cu,THHN,600V,6166-01C08AWG,RED | M | ZELC | Not ordered | NO | NO
EM04 | 10300567 | NO | M | BTBTR0021 | BATTERY,TOSHIBA,PA3588U-1BRS,Li-ION,4400 | EA | ZELC | Not ordered | 10300567 | NO
EM07 | 10300568 | X | M | CBCAW0744 | CABLE,FF SPUR,1P,18AWG,TYPE A,SWA,FO 1 | M | ZELC | Not ordered | NO | NO
EM07 | 10300569 | NO | M | MIACC0094 | FERRULE TUBE,HEAT SHRINKANBLE,3.6mm2,Blk | RL | ZELC | Not ordered | 10300569 | NO
EM24 | 10300570 | X | M | CLRAF0074 | RELAY,SIEMENS,7SD5221-5PB99-9HMS,FLUSH | EA | ZELC | Not ordered | NO | NO
EM07 | 10300571 | NO | M | EICON3135 | FERRULE TUBE,NON-SHRINKABLE,4.6mm,WHITE | RL | ZELC | Not ordered | 10300571 | NO
EM11 | 10300572 | X | M | CLRAF0095 | TEST PLUG,ABB,RK926115-BF,REF:4500680164 | EA | ZELC | Not ordered | NO | NO
EM07 | 10300573 | NO | M | EICON2933 | FERRULE TUBE,NON-HEATSHRIKABLE,3.5mm | RL | ZELC | Not ordered | NO | NO
EM24 | 10300574 | X | M | CLRAF0073 | RELAY,SIEMENS,7SD5221-5PB99-9HKS,450068+ | EA | ZELC | Not ordered | NO | NO
EM07 | 10300575 | X | M | CBCAW0638 | CABLE,FLEXI,0.6KV/1KV,1CX120MM2-BLACK | M | ZELC | Not ordered | NO | NO
EM12 | 10300577 | NO | M | TBWTB0058 | TERMINAL BLOCK,WDM,0383560000,EW | EA | ZELC | Not ordered | 10300577 | 10300577
EM07 | 10300578 | X | M | CBCAW0651 | CONTROL CABLE,2C X 10 SQMM,CU/X/CUT/FRV | M | ZELC | Not ordered | NO | NO
EM23 | 10300579 | NO | M | MIPNA0225 | ALARM JUMPER,ABSOPULSE,DIN/FP-3U-R 2027 | EA | ZELC | Not ordered | 10300579 | NO
EM11 | 10300580 | NO | M | EICON0544 | ADAPTOR,UNIVERSAL,SINGLE,2 PIN,220V | EA | ZELC | Not ordered | 10300580 | NO
EM11 | 10300581 | NO | M | EICON0543 | ADAPTOR,UNIVERSAL,SINGLE,2 PIN,125V | EA | ZELC | Not ordered | 10300581 | NO
EM19 | 10300583 | X | M | GDELM0079 | STROBE,354-151626-024,24V,RED,FED/151XST | EA | ZELC | Not ordered | NO | NO
EM07 | 10300584 | X | M | EICAW0744 | WIRE,GROUND,PVC INSULATED,1CX16MM2 | M | ZELC | Not ordered | NO | NO
EM22 | 10300585 | NO | M | MIPNA0096 | COMPONENT SHELF,RITTAL,DK7145.735,19" | EA | ZELC | Not ordered | 10300585 | NO
EM08 | 10300586 | NO | M | EIMCB0022 | MCB,SIEMENS,5SY5106-7,6A,1P,10kA,TYPE C | EA | ZELC | Not ordered | 10300586 | NO
EM24 | 10300588 | X | M | CLRAF0002 | RELAY,SEL,SEL0487V0X6131XC2X4H424XXX | EA | ZELC | Not ordered | NO | NO
EM11 | 10300590 | X | M | EIEEQ0370 | AIR CORE REACTOR,13.8kV,279HZ,2mH,500A | EA | ZELC | Not ordered | NO | NO
EM24 | 10300591 | NO | M | EIRLY0031 | RELAY,SIEMENS,7RW600,250V,IP51,1NO-1NC | EA | ZELC | Not ordered | 10300591 | NO
EM24 | 10300592 | X | M | CLRAF0071 | RELAY,SEL,SEL0411L1X6X1C7DCX | EA | ZELC | Not ordered | NO | NO
EM30 | 10300593 | X | M | EICON2032 | TAPE,ELECTRICAL,TEMFLEX 1500,3M,BLUE | RL | ZELC | Not ordered | NO | NO
EM11 | 10300596 | NO | M | EIMCB0068 | SWITCH,TRIP/CLOSE,COMELECTRIC,R20,3POS | EA | ZELC | Not ordered | 10300596 | NO
EM11 | 10300597 | X | M | EMSGM0015 | SWITCH,SELECTOR,COMELECTRIC,R6022040301+ | EA | ZELC | Not ordered | NO | NO
EM07 | 10300598 | X | M | CBCAW0152 | CABLE,CU WIRE,INSUL.GREEN 70MM2,#2/0 AWG | M | ZELC | Not ordered | NO | NO
EM07 | 10300599 | X | M | CBCAW0719 | CABLE,COPPER,13.8KV,3CX240SQMM,XLPE,25KA | M | ZELC | Not ordered | NO | NO
EM07 | 10300601 | X | M | CBCAW0693 | CABLE,6PX20AWG,BLK&WH,LABELED,300V,PLTC | M | ZELC | Not ordered | NO | NO
EM07 | 10300602 | X | M | EICON0015 | CABLE TIE,KSS,CV140,140x3.5mm,NYLON | PAC | ZELC | Not ordered | NO | NO
EM07 | 10300603 | X | M | EICON2530 | CABLE LUG,RING,TIN Cu,70mm2x12mm HOLE,UL | EA | ZELC | Not ordered | NO | NO
EM23 | 10300604 | X | M | EMPWS0027 | POWER SUPPLY,ABSOPULSE,MIM105-P3518,50W | EA | ZELC | Not ordered | NO | NO
EM07 | 10300605 | X | M | EICON0680 | TERMINAL LUG,2.5 MM2,U-TYPE,100 PCS/PKT | EA | ZELC | Not ordered | NO | NO
EM07 | 10300606 | X | M | EICON3307 | TERMINAL LUG,1.5MM,U TYPE,INSULATED | EA | ZELC | Not ordered | NO | NO
EM19 | 10300607 | X | M | CNCON0691 | SIDE LAMP ASSEMBLY,FOR TATA BUS | EA | ZELC | Not ordered | NO | NO
EM24 | 10300608 | NO | M | EIRLY0028 | RELAY,SIEMENS,7SJ6112-5EB91-1FB1+L0R | EA | ZELC | Not ordered | 10300608 | NO
EM07 | 10300609 | NO | M | CBCAW0657 | CONTROL CABLE,4C X 2.5 SQMM,CU/X/CUT/FRV | M | ZELC | Not ordered | NO | NO
EM11 | 10300610 | X | M | EICAW0647 | COMIBFLEX RELAY LUG,10A,1.5mm2,1000pcs | PC | ZELC | Not ordered | NO | NO
EM28 | 10300611 | X | M | EIACC0736 | LIQUID DISPLACER LVL SWITCH,XN32-DC20CKQ | EA | ZELC | Not ordered | NO | NO
EM19 | 10300612 | X | M | GDELM0081 | STROBE,354-151696-024,CLEAR,FED/151XST | EA | ZELC | Not ordered | NO | NO
EM07 | 10300613 | NO | M | EICON2531 | TERMINAL LUG,4MM2,PIN TYPE,100 PCS/PKT | EA | ZELC | Not ordered | 10300613 | NO
EM19 | 10300615 | NO | M | EILSY0036 | LIGHT,FLOURESCENT,20W | EA | ZELC | Not ordered | 10300615 | NO
EM11 | 10300616 | X | M | CNCON0094 | PLASTIC CHAMPER,25 x 25 mm | EA | ZELC | Not ordered | NO | NO
EM07 | 10300617 | X | M | CBCAW0481 | CABLE,INST,1TX1.5MM2,600V/ARMORED/PVC | M | ZELC | Not ordered | NO | NO
EM07 | 10300618 | X | M | EICON2516 | TERMINAL LUG,4X6MM2 HOLE,SINGLE HOLE,UL | EA | ZELC | Not ordered | NO | NO
EM08 | 10300619 | NO | M | FWDTT0012 | D20 SOFTWARE MANUAL,ON CD | EA | ZELC | Not ordered | 10300619 | NO
EM33 | 10300620 | X | M | TLTLS0481 | CUTTING PLIER,STANLEY,209G1,7-5/16"LG | EA | ZELC | Not ordered | NO | NO
EM07 | 10300621 | X | M | MICAF1474 | FERRULE,FRONT,PARKER,12MM,316,FFM12-316 | EA | ZELC | Not ordered | NO | NO
EM07 | 10300623 | NO | M | EICON3231 | FERRULE TUBE,NON-SHRINKABLE,4.8mm,YELLOW | RL | ZELC | Not ordered | 10300623 | NO
EM11 | 10300624 | X | M | CLRAF0055 | TEST PLUG,ABB,RK 926 115 AR,4500680164 | EA | ZELC | Not ordered | NO | NO
EM11 | 10300625 | X | M | CLRAF0058 | TEST PLUG,ABB,RK 926 115 AP,4500680164 | EA | ZELC | Not ordered | NO | NO
EM07 | 10300626 | X | M | EICON3509 | TERMINAL LUG,240MM2 X 16MM2,2 HOLE | EA | ZELC | Not ordered | NO | NO
EM30 | 10300627 | X | M | EICON1898 | FIRE TAPE,SCOTCH-77,3M,BLACK | EA | ZELC | Not ordered | NO | NO
EM07 | 10300628 | X | M | CBCAW0062 | FIRE SURVIVING CABLE,2CX2.5MM2,MESC | EA | ZELC | Not ordered | NO | NO
EM07 | 10300629 | NO | M | EICON3302 | FERRULE TUBE,HEAT SHRINKABLE,6mm,WHITE | RL | ZELC | Not ordered | 10300629 | NO
EM24 | 10300631 | X | M | EIPWS0010 | RELAY,SUPERVISION,ABB,MVRK271019-AN,125V | EA | ZELC | Not ordered | NO | NO
EM07 | 10300633 | X | M | CBCAW0451 | CABLE,INST,1PRX1.5MM2,UNSHLD,SWA,BLK/WTE | M | ZELC | Not ordered | NO | NO
EM19 | 10300634 | X | M | EIACC0619 | LIGHT,INDICATION,RED,24V DC | EA | ZELC | Not ordered | NO | NO
EM07 | 10300635 | X | M | EIEEQ0119 | TERM.KIT,1CX95-240MM,EPKT 17C1X1,RAYTHEM | KIT | ZELC | Not ordered | NO | NO
EM19 | 10300636 | NO | M | EILSY0062 | LAMP,INDICATING,GEOVENZANA,PLML,125Vdc | EA | ZELC | Not ordered | 10300636 | 10300636
EM24 | 10300637 | NO | M | TPTMP0014 | RELAY,SUPERVISION,ALSTOM,MVAX12R1CB0756A | EA | ZELC | Not ordered | 10300637 | NO
EM12 | 10300638 | NO | M | TBPTB0029 | TERMINAL BLOCK,PHOENIX,3070312,USST 6-T | EA | ZELC | Not ordered | 10300638 | 10300638
EM07 | 10300639 | X | M | EIFST0027 | GROUNDING CLAMP,Cu,25mm2x25mm,2 HOLE | EA | ZELC | Not ordered | NO | NO
EM12 | 10300641 | NO | M | CLRAF0049 | TERMINAL BLOCK,PHOENIX,3070341,USST 6 | EA | ZELC | Not ordered | 10300641 | 10300641
EM12 | 10300642 | X | M | CLRAF0045 | TERMINAL BLOCK,PHOENIX,3070338,USST 4 | EA | ZELC | Not ordered | NO | NO
EM12 | 10300643 | NO | M | TBPTB0010 | END COVER,PHOENIX,D-OTTA6-T,790459 | EA | ZELC | Not ordered | 10300643 | 10300643
EM22 | 10300645 | NO | M | MIPNA0190 | FAN AND FILTER UNIT,RITTAL,3321.117 | EA | ZELC | Not ordered | 10300645 | NO
EM07 | 10300646 | NO | M | EICAW0328 | WIRE,NYAF,MESC,600/1000V,2.5mm,RED | RL | ZELC | Not ordered | 10300646 | NO
EM07 | 10300647 | NO | M | CBCAW0742 | WIRE,FLEX,1CX14AWG,2.5MM2,600/1000V,YELL | RL | ZELC | Not ordered | 10300647 | 10300647
EM11 | 10300649 | X | M | EICON0928 | UTILITY BOX,PLASTIC,4x2x3/4",WHITE | EA | ZELC | Not ordered | NO | NO
EM25 | 10300650 | X | M | ECRTA0036 | RESISTOR,1PH STABILIZING,AREVA,0-2.7KOHM | EA | ZELC | Not ordered | NO | NO
EM07 | 10300652 | NO | M | EICON2523 | CABLE LUG,RING,TIN Cu,50x8mm2,1 HOLE | EA | ZELC | Not ordered | 10300652 | NO
EM22 | 10300653 | X | M | CNELA0010 | SCREW,SELF TAPPING,RITTAL,SZ2504.000,M5 | EA | ZELC | Not ordered | NO | NO
EM22 | 10300654 | X | M | CNELA0019 | SCREW,RITTAL,DK7094.100,M6,WITH WASHER | PAC | ZELC | Not ordered | NO | NO
EM07 | 10300655 | X | M | EIELA0095 | SHROUD,PVC,FOR CABLE GLAND,BLACK,1/2" | EA | ZELC | Not ordered | NO | NO
EM11 | 10300656 | X | M | EICON1358 | SHORT NIPPLE,PVC COATED,3/4" | EA | ZELC | Not ordered | NO | NO
EM11 | 10300657 | X | M | EIELA0147 | ROD,GROUNDING,COPPER,17.2 MM DIA,3M LG | EA | ZELC | Not ordered | NO | NO
EM11 | 10300658 | NO | M | MIPNA0189 | ROOF PLATE,RITTAL,7826.788,FOR ENCLOSURE | EA | ZELC | Not ordered | 10300658 | NO
EM33 | 10300659 | NO | M | TLTLS1143 | ROUND FILE,12mmDIA,12"LG | EA | ZELC | Not ordered | 10300659 | NO
EM12 | 10300660 | X | M | CLRAF0083 | SHORTING LINK,PHOENIX,0203263,FBI 10-8 | EA | ZELC | Not ordered | NO | NO
EM11 | 10300661 | NO | M | EICON2284 | SHEET,CORK G.RUBERRIZED,6MM X 1 M X 1M | EA | ZELC | Not ordered | 10300661 | 10300661
EM30 | 10300663 | X | M | OSOFC0956 | RIBBON,LABELLING MACHINE,TZ-231,12mm | EA | ZELC | Not ordered | NO | NO
EM11 | 10300666 | NO | M | EICON2283 | SHEET,CORK G.RUBERRIZED,3MM X 1 M X 1 M | EA | ZELC | Not ordered | 10300666 | 10300666
EM11 | 10300667 | NO | M | OSUCL0025 | SWITCH,SELECTOR,VOLTMETER,ELTIME,C176P58 | EA | ZELC | Not ordered | 10300667 | NO
EM11 | 10300668 | NO | M | CNCON0575 | SWITCH,SOLENOID,1811,12Vdc,0410 3808 | EA | ZELC | Not ordered | 10300668 | NO
EM25 | 10300669 | NO | M | SRSCA0005 | RESISTOR,PRICISION,PR1/4A,TC25,2K,0.01% | EA | ZELC | Not ordered | 10300669 | NO
EM25 | 10300670 | NO | M | ECRTA0023 | RESISTOR,PRECISION,PR1/4A,TC25,5KOHM | EA | ZELC | Not ordered | 10300670 | NO
EM11 | 10300672 | X | M | CLRAF0052 | SWITCHING JUMBER,PHOENIX,0311236,2P | EA | ZELC | Not ordered | NO | NO
EM11 | 10300673 | X | M | CLRAF0088 | TEST PLUG,ABB,RK 926 115 AK | EA | ZELC | Not ordered | NO | NO
EM25 | 10300674 | X | M | ECRTA0033 | RESISTOR,STABILIZING,AREVA,0-2.7KOHM,3PH | SET | ZELC | Not ordered | NO | NO
EM25 | 10300675 | X | M | CLRAF0026 | RESISTOR,VARIABLE,0-3000,10W,ADJACENT | EA | ZELC | Not ordered | NO | NO
EM15 | 10300676 | X | M | EICAF0061 | RGS HUB,PVC COATED,2.5" | EA | ZELC | Not ordered | NO | NO
EM25 | 10300677 | X | M | ECRTA0034 | RESISTOR,STABILIZING,AREVA,0-5.6KOHM,3PH | SET | ZELC | Not ordered | NO | NO
EM07 | 10300678 | X | M | CBCAS0071 | TERMINATION KIT,5KV,3C,120TO240MM2 HEAT | KIT | ZELC | Not ordered | NO | NO
EM25 | 10300679 | NO | M | EIELA0231 | RESISTOR,STABILISING,ALSTOM,470 OHM | EA | ZELC | Not ordered | 10300679 | NO
EM25 | 10300680 | X | M | CLRAF0027 | RESISTOR,VARIABLE,0-2000,5W,ADJACENT | EA | ZELC | Not ordered | NO | NO
EM25 | 10300681 | NO | M | ECRTA0035 | RESISTOR,STABILIZING,AREVA,0-1.5KOHM,1PH | SET | ZELC | Not ordered | 10300681 | 10300681
EM12 | 10300682 | X | M | CLRAF0089 | SHORTING LINK,PHOENIX,0311278,USB2-RTK/S | EA | ZELC | Not ordered | NO | NO
EM12 | 10300683 | X | M | CLRAF0085 | SHORTING LINK,PHOENIX,2303145,EBL 2-5,2P | EA | ZELC | Not ordered | NO | NO
EM07 | 10300684 | X | M | CBCAS0076 | TERMINATION KIT,<7.2KV,1CORE,70TO120 MM2 | KIT | ZELC | Not ordered | NO | NO
EM12 | 10300685 | X | M | CLRAF0079 | SHORTING LINK,PHOENIX,0311171,FB10-RTK/S | EA | ZELC | Not ordered | NO | NO
EM12 | 10300686 | X | M | CLRAF0080 | SHORTING LINK,PHOENIX,2772080,FBRI10-8N | EA | ZELC | Not ordered | NO | NO
EM11 | 10300687 | NO | M | CBACC0010 | SEALING END,INDOOR GIS CBL,115KV,1CX400 | EA | ZELC | Not ordered | 10300687 | 10300687
EM11 | 10300688 | X | M | CLRAF0059 | TEST PLUG,ABB,RK 926 115 DE,4500680164 | EA | ZELC | Not ordered | NO | NO
EM12 | 10300689 | NO | M | EICON3147 | TERMINAL BLOCK,WEIDMULLER,WDU10SL,500V | EA | ZELC | Not ordered | 10300689 | 10300689
EM12 | 10300690 | NO | M | TBWTB0071 | TERMINAL BLOCK,WDM,9538070000,6mm2,41A | EA | ZELC | Not ordered | 10300690 | NO
EM33 | 10300692 | X | M | CNCON0475 | SAW BLADE,HILTI,336480,230x0.9mm,14TPI | EA | ZELC | Not ordered | NO | NO
EM12 | 10300693 | X | M | TBWTB0031 | TERMINAL BLOCK,WEIDMULLER,PPT/35,10mm | EA | ZELC | Not ordered | NO | NO
EM11 | 10300695 | X | M | CLRAF0057 | TEST PLUG,ABB,RK 926 115 BY,4500680164 | EA | ZELC | Not ordered | NO | NO
EM07 | 10300696 | X | M | EICON3512 | TERMINAL LUG,70MM2 X 16MM2,2 HOLE | EA | ZELC | Not ordered | NO | NO
EM16 | 10300697 | NO | M | EICAF3690 | STRAIGHT JOINT,GI,FOR 100mm CABLE TRAY | EA | ZELC | Not ordered | 10300697 | NO
EM12 | 10300698 | X | M | CLRAF0043 | TERMINAL BLOCK,PHOENIX,0311087,URTK/S | EA | ZELC | Not ordered | NO | NO
EM18 | 10300699 | X | M | EICMP0002 | TANK,WATER HEATER,110V,80l,HORIZONTAL | EA | ZELC | Not ordered | NO | NO
EM12 | 10300700 | NO | M | TBPTB0023 | TERMINAL BLOCK,PHOENIX,2775210,16A,630V | EA | ZELC | Not ordered | 10300700 | 10300700
EM08 | 10300701 | NO | M | CMMDC0005 | CONVERTER,RS-232 TO RS-485,485TBLED | EA | ZELC | Not ordered | 10300701 | NO
EM11 | 10300702 | X | M | EIEEQ0008 | CAPILLARY,5 314 215,SICK | EA | ZELC | Not ordered | NO | NO
EM11 | 10300703 | X | M | MWPAR0084 | CAPSOLE ALITE E27,20W,4U,220V | EA | ZELC | Not ordered | NO | NO
EM11 | 10300704 | X | M | MWPAR0052 | CONTROLLER,7110 REMOTE START,F/GENERATOR | EA | ZELC | Not ordered | NO | NO
EM22 | 10300705 | NO | M | ECPNL0004 | CONVERTER PANEL,115 KV MEDIA | EA | ZELC | Not ordered | NO | NO
EM07 | 10300706 | X | M | CBCAW0664 | CONTROL CABLE,4C X 6 SQMM,CU/X/LBS/FRV | M | ZELC | Not ordered | NO | NO
EM07 | 10300707 | X | M | CBCAW0665 | CONTROL CABLE,4P X 20 SQMM,CU/X/CUT/FRV | M | ZELC | Not ordered | NO | NO
EM11 | 10300708 | NO | M | EIELA0026 | CONTROL SWITCH,SIEMENS,5SX9100,1NO+1NC | EA | ZELC | Not ordered | 10300708 | NO
EM07 | 10300709 | NO | M | EICON3386 | SPIRAL WRAPPING BAND,KSS,KS-19,PE,19.2mm | PAC | ZELC | Not ordered | 10300709 | 10300709
EM12 | 10300710 | NO | M | TBWTB0042 | SPACE PILARS,WDM,1774250000,FOR WDU 6TL | EA | ZELC | Not ordered | 10300710 | NO
EM12 | 10300711 | NO | M | TBWTB0030 | SPACE PILARS,WDM,1774240000,FOR WDU 4SL | EA | ZELC | Not ordered | 10300711 | NO
EM11 | 10300712 | NO | M | EIRLY0008 | SOCKET,TE,1393143-2,16A,KU11,QC,187,NY | EA | ZELC | Not ordered | 10300712 | NO
EM11 | 10300713 | NO | M | EMLSY0014 | SOCKET,RELAY,OMRON,PYF14A-E,125Vac | EA | ZELC | Not ordered | 10300713 | NO
EM11 | 10300714 | X | M | EILSY0051 | SOCKET,CEE-FORM,16A,220V,3PIN,MALE&FEMAL | EA | ZELC | Not ordered | NO | NO
EM11 | 10300715 | X | M | GDELM0154 | SIRCO PROCESSOR,CONTROLLED,XGENIE-P/1/O | EA | ZELC | Not ordered | NO | NO
EM11 | 10300717 | X | M | EILSY0049 | SOCKET,ELECTRICAL,7 PIN,24V,AME TYPE | EA | ZELC | Not ordered | NO | NO
EM12 | 10300718 | X | M | CLRAF0054 | TERMINAL BLOCK,PHOENIX,3004524,UK6N,41A | EA | ZELC | Not ordered | NO | NO
EM11 | 10300720 | X | M | EILSY0050 | SOCKET,CEE-FORM,32A,380V,5PIN,MALE&FEMAL | EA | ZELC | Not ordered | NO | NO
EM30 | 10300721 | NO | M | CNCON0014 | SILICON SEALANT,G-2100,WHITE | EA | ZELC | Not ordered | NO | NO
EM22 | 10300723 | NO | M | MIPNA0046 | SIDE PANEL,RITTAL,TS8128.235 | EA | ZELC | Not ordered | 10300723 | NO
EM11 | 10300724 | X | M | EICAF3736 | EMT CONNECTOR,3/4"DIA,COMPRESSION TYPE | EA | ZELC | Not ordered | NO | NO
EM22 | 10300725 | NO | M | MIPNA0184 | ENCLOSURE PANEL,RITTAL,TS8804.500 | EA | ZELC | Not ordered | 10300725 | NO
EM07 | 10300726 | X | M | EICON3144 | CABLE TIE,2.5x200mm,WHITE,100pcs/pkt | PAC | ZELC | Not ordered | NO | NO
EM07 | 10300727 | X | M | CBCAW0514 | CABLE,UN-ARMOURED,LSHF,3Cx4mm2,0.6/1KV | M | ZELC | Not ordered | NO | NO
EM24 | 10300728 | X | M | CLRAF0070 | RELAY,SEL,SEL0411L1X6X1C7CEX | EA | ZELC | Not ordered | NO | NO
EM07 | 10300729 | NO | M | EIELA0341 | CABLE LUG,U-TYPE,2.5mm2(M),RED | EA | ZELC | Not ordered | 10300729 | NO
EM28 | 10300730 | X | M | EIACC0737 | LIQUID DISPLACER LVL SWITCH,XN15-DC20CKQ | EA | ZELC | Not ordered | NO | NO
EM28 | 10300731 | X | M | EIACC0741 | MAGNETIC LEVEL SWITCH,OES-A11C-001 | EA | ZELC | Not ordered | NO | NO
EM11 | 10300732 | X | M | EIEEQ0052 | SURGE COUNTER,HUBBELL,50MA METER,245135 | EA | ZELC | Not ordered | NO | NO
EM22 | 10300734 | NO | M | MIPNA0089 | SUPPORT BRACKET,RITTAL,PS4183.000 | EA | ZELC | Not ordered | 10300734 | 10300734
EM11 | 10300735 | NO | M | SRINS0034 | SWITCH,FT,ABB,129A50G01,10P | EA | ZELC | Not ordered | 10300735 | NO
EM22 | 10300736 | NO | M | EMRTU0014 | SWITCH,DOOR POSITION,RITTAL,PS4127,220V | EA | ZELC | Not ordered | 10300736 | NO
EM11 | 10300737 | NO | M | EILSY0112 | SWITCH,GENERAL DUTY SAFETY,30A,240Vac | EA | ZELC | Not ordered | 10300737 | NO
EM11 | 10300738 | X | M | MICON0239 | SWITCH,DISCON,FUSIBLE,30A,2P,220V,NEMA3R | EA | ZELC | Not ordered | NO | NO
EM11 | 10300739 | X | M | EISGM0006 | SWITCH,DISCON,3PH,3P,480V,60HZ,250A,IP66 | EA | ZELC | Not ordered | NO | NO
EM22 | 10300740 | X | M | MIPNA0045 | SWITCH,DOOR OPERATED,RITTAL,PS4315.300 | EA | ZELC | Not ordered | NO | NO
EM11 | 10300741 | X | M | EISGM0009 | SWITCH,DISCO.,3PH,3P,480V,60HZ,260A,IP56 | EA | ZELC | Not ordered | NO | NO
EM11 | 10300743 | X | M | EISGM0017 | SWITCH,DISCON,3P,600V,60HZ,100A,IP66/NEM | EA | ZELC | Not ordered | NO | NO
EM22 | 10300744 | NO | M | MIPNA0186 | SWING FRAME,RITTAL,SR2340.700 | EA | ZELC | Not ordered | 10300744 | NO
EM22 | 10300746 | NO | M | MIPNL0072 | SWING FRAME,H2000,RITTAL,SR2342.235 | EA | ZELC | Not ordered | 10300746 | NO
EM07 | 10300748 | X | M | EICON3057 | FERRULE TUBE,HEAT SHRINKABLE,2",ASSORTED | RL | ZELC | Not ordered | NO | NO
EM11 | 10300749 | X | M | EIACC0075 | CONNECTOR,STRAIGHT/SLEEVE,120MM2 | EA | ZELC | Not ordered | NO | NO
EM12 | 10300750 | X | M | CLRAF0084 | END COVER,PHOENIX,3101029,H28.7xW1xL46mm | EA | ZELC | Not ordered | NO | NO
EM11 | 10300751 | X | M | EIACC0080 | CONNECTOR,STRAIGHT/SLEEVE,25MM2 | EA | ZELC | Not ordered | NO | NO
EM07 | 10300752 | NO | M | EICAF5358 | CABLE LUG,RING,TIN Cu,35mm2x10mm HOLE | EA | ZELC | Not ordered | NO | NO
EM11 | 10300754 | X | M | ECINU0038 | ADAPTOR,ELEC. ENTRY,011-2407-004,EEX DE | EA | ZELC | Not ordered | NO | NO
EM11 | 10300755 | NO | M | EIACC0079 | CONNECTOR,STRAIGHT/SLEEVE,35MM2 | EA | ZELC | Not ordered | NO | NO
EM08 | 10300756 | NO | M | EIMCB0066 | 1P 1A 125VDC MCB REF.673302 | EA | ZELC | Not ordered | 10300756 | 10300756
EM07 | 10300757 | X | M | CBCNR0042 | CONNECTORS(LUG),COMPRESS.,F/CABLE 120MM2 | EA | ZELC | Not ordered | NO | NO
EM15 | 10300758 | X | M | EICAF0470 | CONDUIT,FLEXIBLE,3/4",UL LISTED | RL | ZELC | Not ordered | NO | NO
EM11 | 10300759 | X | M | EICON0441 | TERMINAL ADAPTOR,PVC,3/4",FEMALE | EA | ZELC | Not ordered | NO | NO
EM30 | 10300760 | NO | M | EICON0022 | TAPE,ELECTRICAL,3M,TAMFLEX,YELLOW/GREEN | RL | ZELC | Not ordered | 10300760 | NO
EM07 | 10300761 | X | M | CBCAW0296 | CABLE,INST,1PX1.5MM2,16AWG,SHIELDED,PLT | M | ZELC | Not ordered | NO | NO
EM24 | 10300762 | NO | M | EIRLY0001 | RELAY,TYCO,KUL-11D15D-24,DUAL COIL,24Vdc | EA | ZELC | Not ordered | 10300762 | NO
EM07 | 10300763 | NO | M | TLTLS0756 | CABLE,EXTENSION,250V,16A,50 M,PVC,HEDI | M | ZELC | Not ordered | 10300763 | 10300763
EM15 | 10300764 | X | M | EICAF5050 | END BUSHING,RGS,3/4",PVC COATED | EA | ZELC | Not ordered | NO | NO
EM19 | 10300766 | X | M | EILSY0289 | TUBE LIGHT,WEATHERPROOF,24",120VAC,2X18W | EA | ZELC | Not ordered | NO | NO
EM19 | 10300768 | X | M | EILSY0042 | TUBE LIGHT,25W,110V | EA | ZELC | Not ordered | NO | NO
EM07 | 10300770 | X | M | CBCAW0666 | CABLE,POWER,7C X 2.5 SQMM,CU/X/CUT/FRV | EA | ZELC | Not ordered | NO | NO
EM07 | 10300771 | X | M | CBCAW0667 | CABLE,POWER,7C X 6 SQMM,CU/X/CUT/FRV | EA | ZELC | Not ordered | NO | NO
EM07 | 10300772 | X | M | CBCAW0694 | CABLE,4PX20AWG,BLK&WH,LABELED,300V,PLTC | M | ZELC | Not ordered | NO | NO
EM07 | 10300773 | NO | M | EICAF2005 | CABLE LUG,RING,TIN Cu,35mm2x12mm HOLE | EA | ZELC | Not ordered | 10300773 | NO
EM11 | 10300775 | X | M | EMSGM0012 | SWITCH,SELECTOR,COMELECTRIC,R6066060102+ | EA | ZELC | Not ordered | NO | NO
EM11 | 10300776 | X | M | EMSGM0011 | SWITCH,SELECTOR,COMELECTRIC,R6024040302+ | EA | ZELC | Not ordered | NO | NO
EM07 | 10300777 | X | M | CBCAW0623 | CABLE,POWER,3Cx50mm2,13.8KV,OUTDOOR | M | ZELC | Not ordered | NO | NO
EM07 | 10300778 | X | M | EIACC0275 | GLAND,CABLE,1"NPT,EXP.PROOF,DOUBLE COMP. | EA | ZELC | Not ordered | NO | NO
EM25 | 10300779 | X | M | EIELA0123 | CAPACITOR,220V,216 - 259 | EA | ZELC | Not ordered | NO | NO
EM11 | 10300780 | X | M | EIACC0608 | FACE PLATE,SYSTIMAX,COMMSCOPE,760011593 | EA | ZELC | Not ordered | NO | NO
EM22 | 10300782 | X | M | MIMEW0367 | DUCT,PVC,2.5 x 2",HEAVY DUTY W/ COVER | SET | ZELC | Not ordered | NO | NO
EM07 | 10300783 | NO | M | EIELA0111 | CABLE LUG,150mm2x16mm,1 HOLE | EA | ZELC | Not ordered | 10300783 | NO
EM11 | 10300784 | NO | M | MIMEW0286 | BANANA LEAD,2m,BLACK | EA | ZELC | Not ordered | 10300784 | 10300784
EM07 | 10300785 | NO | M | CBCAW0374 | CABLE,MESC,7614-11C00150-U0BK8-00,1.5mm2 | M | ZELC | Not ordered | 10300785 | NO
EM11 | 10300786 | NO | M | EIRLY0007 | SPRING,SNAP-IN RELAY HOLD,TE,3-1393159-9 | EA | ZELC | Not ordered | 10300786 | NO
EM11 | 10300787 | X | M | EICON3522 | STARTER ASSY,FOR DEWATERING PUMP | EA | ZELC | Not ordered | NO | NO
EM21 | 10300788 | NO | M | MICON0147 | SPIN MOTOR,110V,FOR WASING MACHINE | EA | ZELC | Not ordered | NO | NO
EM11 | 10300789 | X | M | OSUCL0039 | SWITCH,SELECTOR,AMMETER,ELTIME,C178/P64 | EA | ZELC | Not ordered | NO | NO
EM11 | 10300790 | X | M | GDELM0466 | SAMPLE CELL,7500B,CP3286 | EA | ZELC | Not ordered | NO | NO
EM22 | 10300792 | NO | M | MIPNA0055 | SIDE PANEL,RITTAL,TS8108.200 | PAC | ZELC | Not ordered | 10300792 | NO
EM11 | 10300795 | X | M | EICAF3537 | SHEET,G.I.,0.90MM X 1.22 X 2.44MX4'X8' | EA | ZELC | Not ordered | NO | NO
EM25 | 10300796 | X | M | EIELA0124 | CAPACITOR,370V,45 + 5UF | EA | ZELC | Not ordered | NO | NO
EM33 | 10300797 | X | M | TLTLS1334 | CUTTER,BOLT,18" | EA | ZELC | Not ordered | NO | NO
EM11 | 10300798 | NO | M | EIACC0720 | DIODE PLUG,MOD-GDS-621/ZS GN | EA | ZELC | Not ordered | 10300798 | 10300798
EM22 | 10300799 | X | M | SESAF0089 | CTRL PANEL,COOPER SAFETY,JSB FX2216,8&16 | EA | ZELC | Not ordered | NO | NO
EM07 | 10300800 | X | M | CBCAW0067 | CABLE,GROUNDING,35mm2,0.6/1kV,YELLOW | M | ZELC | Not ordered | NO | NO
EM07 | 10300801 | NO | M | CNCON0680 | FERRULE TUBE,HEAT SHRINKABLE,3.6mm2,CLR | RL | ZELC | Not ordered | 10300801 | NO
EM07 | 10300803 | NO | M | EICON2570 | CABLE TIE,3M,PVC,100x2.5mm,BLACK | PAC | ZELC | Not ordered | 10300803 | 10300803
EM07 | 10300804 | X | M | CBCAW0630 | CABLE,FLEXIBLE,0.6KV/1KV,1CX50MM2-BLUE | M | ZELC | Not ordered | NO | NO
EM11 | 10300805 | X | M | TLTLS1355 | FAN,EXHAUST,12",220V | EA | ZELC | Not ordered | NO | NO
EM11 | 10300807 | X | M | CLRAF0096 | TEST PLUG,ABB,RK926115-CM,REF:4500680164 | EA | ZELC | Not ordered | NO | NO
EM11 | 10300808 | X | M | EISGR0005 | TEST SWITCH FOR RELAY MMLG02R1AA0001 | EA | ZELC | Not ordered | NO | NO
EM11 | 10300810 | X | M | EISGR0031 | TEST SWITCH,ABB,MVRK926115-AD | EA | ZELC | Not ordered | NO | NO
EM07 | 10300811 | X | M | CBCNR0022 | CABLE LUG,RING,TIN Cu,50x10mm2,2 HOLE,UL | EA | ZELC | Not ordered | NO | NO
EM11 | 10300812 | X | M | ECPRT0009 | CONTROLLER ASSY,W/LCD,MAIN,500-003052100 | EA | ZELC | Not ordered | NO | NO
EM07 | 10300813 | NO | M | CNCON0826 | WIRE MESH,SQUARE, 1/2" X 1.2M X 15M,4MM | EA | ZELC | Not ordered | NO | NO
EM22 | 10300815 | X | M | MIPNL0052 | CABINET,RAL7035,GLASS DOOR,800HX600WX300 | EA | ZELC | Not ordered | NO | NO
EM11 | 10300816 | X | M | EISGM0022 | JUNC.BOX,GOVAN,EA/DA1608EXE,6XWDU,2.5MM2 | EA | ZELC | Not ordered | NO | NO
EM12 | 10300817 | X | M | EIACC0496 | TERMINAL BLOCK,SAKC4,NIHON WEIDMULLER | EA | ZELC | Not ordered | NO | NO
EM12 | 10300818 | NO | M | TBWTB0068 | D-FUSE INSERT,WDM,0208700000 | EA | ZELC | Not ordered | 10300818 | NO
EM07 | 10300819 | X | M | CBCAW0627 | CABLE,FLEXIBLE,0.6KV/1KV,1CX35MM2-BLUE | M | ZELC | Not ordered | NO | NO
EM08 | 10300820 | NO | M | EIMCB0012 | MCB,SIEMENS,5SX2104-7,4A,1P,6kA,400V | EA | ZELC | Not ordered | 10300820 | 10300820
EM11 | 10300821 | NO | M | TBPTB0030 | ADJUST COVER HOLDER,VAH,PHOENIX,1201468 | EA | ZELC | Not ordered | 10300821 | 10300821
EM11 | 10300822 | NO | M | SRPNA0005 | LIFTING EYE,SCHROFF,PLEM12,STEEL,M12 | EA | ZELC | Not ordered | 10300822 | NO
EM23 | 10300823 | X | M | EIPWS0012 | POWER SUPPLY,1 PH,24VDC/20A,2866776 | EA | ZELC | Not ordered | NO | NO
EM30 | 10300824 | X | M | EICON2030 | TAPE,ELECTRICAL,TEMFLEX 1500,3M,RED | RL | ZELC | Not ordered | NO | NO
EM05 | 10300825 | NO | M | CNSTN0074 | MARKER,WHITE BOARD,RED,12 PCS/BOX,MAXI | PC | ZELC | Not ordered | 10300825 | NO
EM01 | 10300826 | X | M | CNCON0396 | SHOCK ABSORBER,FRONT,TATA,264132300101 | EA | ZELC | Not ordered | NO | NO
EM07 | 10300827 | X | M | CNCON0822 | WIRE MESH,12MM,200MMX200MM,1.5M X 4.5 M | EA | ZELC | Not ordered | NO | NO
EM24 | 10300828 | X | M | EIACC0717 | RELAY,XR350-[7PG1753-3AE10-4BE0],TRIP | EA | ZELC | Not ordered | NO | NO
EM23 | 10300829 | X | M | EMPWS0033 | OUTPUT,POWER SUPPLY,WEIDMULLER,CPSNT120W | EA | ZELC | Not ordered | NO | NO
EM04 | 10300830 | NO | M | BTBTR0039 | BATTERY,ACDELCO,N50MF-48D26R,12V,50AH | EA | ZELC | Not ordered | 10300830 | 10300830
EM07 | 10300831 | NO | M | EIELA0342 | CABLE LUG,U-TYPE,1.25mm2(4S),RED | EA | ZELC | Not ordered | 10300831 | NO
EM24 | 10300832 | NO | M | MCRLY0001 | TECHNICAL MANUAL,ALSTOM,FOR MICOM P546 | EA | ZELC | Not ordered | 10300832 | NO
EM15 | 10300833 | NO | M | MWMEW0153 | UNION,RSC,PVC COATED,1-1/2" | EA | ZELC | Not ordered | 10300833 | NO
EM22 | 10300835 | NO | M | EILSY0256 | PANEL ROP,380/220V,20KAIC,3PH,40V,60HZ | SET | ZELC | Not ordered | 10300835 | NO
EM07 | 10300836 | X | M | CBCAW0653 | CONTROL CABLE,2C X 95 SQMM,CU/X/CUT/FRV | M | ZELC | Not ordered | NO | NO
EM07 | 10300838 | X | M | EICAW0821 | CABLE,EARTH,70MM2,MULTISTRND PVC,GRN/YLW | M | ZELC | Not ordered | NO | NO
EM07 | 10300839 | X | M | CBCAW0335 | CABLE,INST,1PR,2.5MM2,STRNDEDCU,500/600V | M | ZELC | Not ordered | NO | NO
EM07 | 10300840 | X | M | CBCAW0736 | CABLE,3CX10MM2/STD PVC JKET,RED,BLK& GRN | EA | ZELC | Not ordered | NO | NO
EM08 | 10300842 | X | M | EIMCB0069 | MCB,AC,2 POLE,10A,5SY2204-7 | EA | ZELC | Not ordered | NO | NO
EM07 | 10300845 | X | M | CBCAW0734 | CABLE,4CX6MM2/STD PVC JKET,RED,YEL,BLUE | M | ZELC | Not ordered | NO | NO
EM07 | 10300847 | NO | M | CBCAW0100 | CABLE,K14,YOKOGAWA,0000-5053.858,2m | M | ZELC | Not ordered | 10300847 | NO
EM24 | 10300848 | NO | M | EMRTU0032 | RELAY,TYCO,KUEP-7D15-24,24Vdc,2NO | EA | ZELC | Not ordered | 10300848 | NO
EM24 | 10300849 | NO | M | EIRLY0005 | RELAY,TYCO,KUEP-3D15-48,1NO,48Vdc,PLUGIN | EA | ZELC | Not ordered | 10300849 | 10300849
EM24 | 10300850 | NO | M | EIRLY0003 | RELAY,TYCO,KUEP-3D15-24,1NO,24Vdc,PLUGIN | EA | ZELC | Not ordered | 10300850 | 10300850
EM15 | 10300851 | X | M | CNCON0611 | OIL PUMP,FOR INT.BUS,PLATE NO.4564 | EA | ZELC | Not ordered | NO | NO
EM07 | 10300852 | X | M | CBCAW0089 | CABLE,CONTROL,LV,7Cx2.5mm2,1KV,CU/XLPE | M | ZELC | Not ordered | NO | NO
EM07 | 10300853 | NO | M | CNCON0339 | WIRE,GI,18 GAUGE,5 LBS | M | ZELC | Not ordered | 10300853 | NO
EM12 | 10300854 | NO | M | TBPTB0019 | TERMINAL BLOCK,PHOENIX,2775016,UDK4,GRAY | EA | ZELC | Not ordered | 10300854 | 10300854
EM04 | 10300858 | X | M | BTBTR0030 | BATTERY,FOR TOSHIBA LAPTOP-TECRA-10 | EA | ZELC | Not ordered | NO | NO
EM12 | 10300859 | X | M | SRELA0001 | TERMINAL,TEST DISCONNECT,WDM,1855610000 | EA | ZELC | Not ordered | NO | NO
EM15 | 10300860 | X | M | MWMEW0128 | UNION,RGS,3/4" | EA | ZELC | Not ordered | NO | NO
EM12 | 10300861 | NO | M | SRELA0005 | TERMINAL,RING TYPE,WDM,1887210000 | EA | ZELC | Not ordered | 10300861 | 10300861
EM07 | 10300862 | X | M | CBCAW0636 | CABLE,FLEXIBLE,0.6KV/1KV,1CX95MM2 BLUE | M | ZELC | Not ordered | NO | NO
EM12 | 10300863 | NO | M | MKTBM0015 | MARKER,PRINTED,PHOENIX,ZB10,FROM 1-50 | EA | ZELC | Not ordered | 10300863 | NO
EM07 | 10300864 | X | M | CBCNR0041 | CONNECTORS(LUG),COMPRESS.,F/CABLE 240MM2 | EA | ZELC | Not ordered | NO | NO
EM07 | 10300865 | NO | M | MIACC0089 | CABLE TIE,GT-530M,530x9mm,100 pcs/pkt | PAC | ZELC | Not ordered | 10300865 | NO
EM11 | 10300866 | X | M | EICAF5507 | PLUG,BLIND,SS,M20,W/LOCK NUT | EA | ZELC | Not ordered | NO | NO
EM07 | 10300868 | X | M | EIELA0144 | WIRE,BARE COPPER,1CX240MM2 | M | ZELC | Not ordered | NO | NO
EM22 | 10300870 | NO | M | EMRTU0034 | VENTILATION FAN,RITTAL,DK7988.035 | EA | ZELC | Not ordered | 10300870 | NO
EM11 | 10300871 | NO | M | EMSGM0009 | SWITCH,SELECTOR,COMELETRIC,T-0001200705+ | EA | ZELC | Not ordered | 10300871 | 10300871
EM11 | 10300872 | NO | M | EMSGM0014 | SWITCH,SELECTOR,COMELECTRIC,R6023067816+ | EA | ZELC | Not ordered | 10300872 | 10300872
EM07 | 10300873 | NO | M | EICON3341 | CABLE LUG,RING,TIN Cu,25mm2x10mm HOLE,UL | EA | ZELC | Not ordered | 10300873 | NO
EM11 | 10300875 | X | M | EICAF4769 | PLUG,1/2",HEX HEAD,SCRD,304 SS | EA | ZELC | Not ordered | NO | NO
EM12 | 10300876 | NO | M | TBWTB0065 | D-FUSE INSERT,WDM,0208500000,10A | EA | ZELC | Not ordered | 10300876 | NO
EM30 | 10300877 | X | M | EICON2986 | TAG,SS,(AS PER ATTACHED LIST) | EA | ZELC | Not ordered | NO | NO
EM12 | 10300878 | X | M | CLRAF0048 | TB MARKER,PHOENIX,0818085,UC-TM 6,6mm | EA | ZELC | Not ordered | NO | NO
EM12 | 10300880 | NO | M | TBPTB0006 | TERMINAL BLOCK,URTK/S-BEN,309086 | EA | ZELC | Not ordered | 10300880 | 10300880
EM12 | 10300881 | NO | M | TBPTB0022 | TERMINAL BLOCK,PHOENIX,3006182,UIK35,8kV | EA | ZELC | Not ordered | 10300881 | 10300881
EM30 | 10300882 | NO | M | EICON0306 | TAPE,ELECTRICAL,3M,RED | RL | ZELC | Not ordered | NO | NO
EM30 | 10300883 | X | M | EICON0969 | TAPE,ALUMINUM,5mm | RL | ZELC | Not ordered | NO | NO
EM30 | 10300885 | NO | M | CNCON0558 | TAG,SS316,19x89mm,100PC/PKT,ID442,BANDIT | EA | ZELC | Not ordered | 10300885 | NO
EM11 | 10300886 | X | M | CCCMM0008 | SWITCH,SELECTOR,SCHNEIDER,XB4BD33,3POS | EA | ZELC | Not ordered | NO | NO
EM23 | 10300887 | NO | M | EMPWS0024 | CONVERTER,AC/DC,POWER ONE,LXN1801-6,48V | EA | ZELC | Not ordered | NO | NO
EM11 | 10300888 | X | M | EIACC0076 | CONNECTOR,STRAIGHT/SLEEVE,95MM2 | EA | ZELC | Not ordered | NO | NO
EM22 | 10300890 | NO | M | MIPNA0024 | COMFORT HANDLE,RITTAL,TS8611.020 | EA | ZELC | Not ordered | 10300890 | NO
EM24 | 10300891 | NO | M | EIRLY0006 | RELAY,TYCO,KUP-11D15-48,48Vdc,2NC+2NO | EA | ZELC | Not ordered | 10300891 | 10300891
EM24 | 10300892 | NO | M | EIRLY0002 | RELAY,TYCO,BLOCKED FOR ANY TRANSACTION | EA | ZELC | Not ordered | 10300892 | NO
EM24 | 10300893 | X | M | EIRLY0067 | RELAY,TYCO,410-0053,KUEP-11D15-24,24V,2C | EA | ZELC | Not ordered | NO | NO
EM24 | 10300894 | NO | M | EIRLY0061 | RELAY,TRIP,MANUAL RESET,LOR7807F | EA | ZELC | Not ordered | 10300894 | 10300894
EM08 | 10300895 | X | M | EIMCB0076 | MCB,HIGH RATING,2P-DC-40A,10KA | EA | ZELC | Not ordered | NO | NO
EM12 | 10300896 | NO | M | MKTBM0020 | MARKER,FS,WDM,047356301,FROM 301-350 | PAC | ZELC | Not ordered | 10300896 | NO
EM07 | 10300897 | X | M | CBCAW0663 | CONTROL CABLE,4C X 6 SQMM,CU/X/CUT/FRV | M | ZELC | Not ordered | NO | NO
EM11 | 10300898 | X | M | TMACC0001 | CONNECTOR,STRAIGHT,OZ GEDNEY,4Q-75L,3/4" | EA | ZELC | Not ordered | NO | NO
EM22 | 10300899 | NO | M | MIPNA0145 | COMFORT HANDLE,RITTAL,TS8611.290,RAL7035 | EA | ZELC | Not ordered | 10300899 | NO
EM07 | 10300900 | X | M | CBCAW0386 | CABLE,MESC,7614-09C00150-U0BK8-00,1.5mm2 | M | ZELC | Not ordered | NO | NO
EM19 | 10300901 | NO | M | EIELA0249 | BULB,CFL,18WATTS,110V | EA | ZELC | Not ordered | NO | NO
EM07 | 10300902 | X | M | CNCON0635 | WIRE MESH,6MM WIRE,L150MMX150MM | EA | ZELC | Not ordered | NO | NO
EM22 | 10300904 | NO | M | SRPNA0001 | GRID STRAP,VERTICAL,SCHROFF,PGH3S20V | EA | ZELC | Not ordered | 10300904 | NO
EM08 | 10300905 | X | M | EIMCB0071 | MCB,DC,2 POLE,20A,5SY6220-7 | EA | ZELC | Not ordered | NO | NO
EM07 | 10300906 | NO | M | EICAW0345 | WIRE,NYAF,MESC,600/1000V,1.5mm,GREEN | RL | ZELC | Not ordered | 10300906 | NO
EM07 | 10300907 | X | M | EICAW1002 | WIRE,MULTI,FLEX,1C,4MM2,1000V,XLPE,RED | M | ZELC | Not ordered | NO | NO
EM07 | 10300908 | NO | M | CBCAW0741 | WIRE,FLEX,1CX16AWG,1.5MM2,600/1000V,RED | RL | ZELC | Not ordered | 10300908 | 10300908
EM07 | 10300909 | NO | M | EIELA0143 | WIRE,BARE COPPER,1CX50MM2 | M | ZELC | Not ordered | 10300909 | NO
EM07 | 10300910 | NO | M | EIELA0331 | WIRE,BARE COPPER,150MM2 | M | ZELC | Not ordered | 10300910 | NO
EM11 | 10300912 | NO | M | EICAF5671 | CONNECTOR,SEFCOR,AFNC-24-4A,7-1/4",Al | EA | ZELC | Not ordered | 10300912 | NO
EM11 | 10300913 | NO | M | EICAF0549 | CONNECTING SOCKET,OMRON,PF-113AE,24/8HP | EA | ZELC | Not ordered | 10300913 | NO
EM15 | 10300914 | NO | M | MICAF0432 | CONDUIT,RIGID,1" | M | ZELC | Not ordered | 10300914 | NO
EM11 | 10300915 | X | M | EICAF4077 | PLUG,ROUND HEAD,CS,105,SCREWED,3/4" | EA | ZELC | Not ordered | NO | NO
EM12 | 10300916 | NO | M | EMCON0005 | MARKER PEN,PHONEIX,5067815,0.25mm NIB | EA | ZELC | Not ordered | 10300916 | NO
EM33 | 10300917 | NO | M | TLTLS1203 | MANUAL CRIMPER,10 TO 150mm | EA | ZELC | Not ordered | 10300917 | NO
EM07 | 10300918 | X | M | CBCAW0560 | LV ELECTRICAL CABLE 0.06/1KV. 3CX4MM2. | EA | ZELC | Not ordered | NO | NO
EM11 | 10300919 | NO | M | EICAF0423 | CONTACT BLOCK,SIEMENS,3RH1911-1GA04,4NC | EA | ZELC | Not ordered | 10300919 | NO
EM11 | 10300920 | X | M | EICAF0529 | CONTACT BLOCK,SCHNEIDER,ZBE101,FOR 22mm | EA | ZELC | Not ordered | 10300920 | NO
EM12 | 10300921 | NO | M | TBWTB0082 | TERMINAL BLOCK,WDM,95374600 | EA | ZELC | Not ordered | 10300921 | NO
EM24 | 10300922 | NO | M | EIRLY0062 | RELAY,TRIP,AUTO RESET,SR7863FD | EA | ZELC | Not ordered | 10300922 | 10300922
EM24 | 10300923 | NO | M | EIRLY0060 | RELAY,TRIP,MANUAL RESET,LOR7805F | EA | ZELC | Not ordered | 10300923 | NO
EM24 | 10300924 | NO | M | TPTMP0073 | RELAY,TRIP,ALSTOM,MVAX31S1CE0754A | EA | ZELC | Not ordered | 10300924 | NO
EM22 | 10300925 | NO | M | MIACC0100 | PLASTIC DUCT,50x50mm,3mLG | EA | ZELC | Not ordered | 10300925 | 10300925
EM07 | 10300926 | X | M | CBCAS0069 | TERMINATION KIT,5KV,3C X 70MM2,XLPE/EPR/ | KIT | ZELC | Not ordered | NO | NO
EM24 | 10300927 | NO | M | EIRLY0034 | RELAY,TIMER,RXKL-1,ABB | EA | ZELC | Not ordered | 10300927 | 10300927
EM22 | 10300928 | NO | M | MIPNA0185 | SIDE PANEL,RITTAL,TS8104.235 | EA | ZELC | Not ordered | 10300928 | NO
EM33 | 10300929 | NO | M | GDPRT0144 | POCKET SCREW DRIVER,STANLEY,66-101,1/8" | EA | ZELC | Not ordered | 10300929 | NO
EM22 | 10300930 | X | M | EILSY0304 | POWER DISTRIBUTION BOARD,200A,2P MCCB | EA | ZELC | Not ordered | NO | NO
EM11 | 10300931 | X | M | MWPNT0001 | POWDER COATING,F/ ABB FUSE FAILURE RELAY | EA | ZELC | Not ordered | NO | NO
EM07 | 10300933 | X | M | NO | LUG,CABLE,TIN CU,4-6MM2,PIN,YEL,100/PKT | PAC | ZELC | Not ordered | NO | NO
EM08 | 10300934 | X | M | EIMCB0072 | MCB,AC,2 POLE,20A,5SY6210-7 | EA | ZELC | Not ordered | NO | NO
EM22 | 10300935 | X | M | EIACC0092 | PVC DUCT,40 x 40mm,GRAY | M | ZELC | Not ordered | NO | NO
EM19 | 10300936 | X | M | OSOFC0900 | TUBE LIGHT,20W,SET | SET | ZELC | Not ordered | NO | NO
EM07 | 10300937 | X | M | EICAF5711 | LUG,TINNED CU,150 SQMMX14 MM,1 HOLE,UL | EA | ZELC | Not ordered | NO | NO
EM19 | 10300938 | X | M | EILSY0154 | LIGHTING FIXTURE,NLCP,A95M432E2DDXTR,32W | EA | ZELC | Not ordered | NO | NO
EM12 | 10300939 | X | M | TBWTB0038 | MARKER,TERMINAL BLOCK,WDM,0473560001 | PAC | ZELC | Not ordered | NO | NO
EM19 | 10300940 | X | M | EILSY0307 | LIGHTING FIXTURE,FLUOR.,18W,127V,60HZ | EA | ZELC | Not ordered | NO | NO
EM08 | 10300941 | NO | M | ECRTA0037 | RESISTOR,1.2K-1.5K,D20SUUUUU024UUU | SET | ZELC | Not ordered | 10300941 | 10300941
EM07 | 10300944 | X | M | EICON3511 | TERMINAL LUG,70MM2 X 14MM2,1 HOLE | EA | ZELC | Not ordered | NO | NO
EM12 | 10300945 | NO | M | TBWTB0062 | TERMINAL BLOCK,WDM,0380460000,2.5mm2,24A | EA | ZELC | Not ordered | 10300945 | NO
EM12 | 10300946 | X | M | TBWTB0057 | TERMINAL BLOCK,WDM,0377100000,STEEL | EA | ZELC | Not ordered | NO | NO
EM12 | 10300947 | NO | M | TBWTB0053 | TERMINAL BLOCK,WDM,0268860000,4mm2,24A | EA | ZELC | Not ordered | 10300947 | 10300947
EM11 | 10300949 | X | M | EICAF5954 | SWITCH,SAFETY DISCONNECT,60A,3P,600V | EA | ZELC | Not ordered | NO | NO
EM11 | 10300950 | NO | M | EILSY0259 | SWITCH,PUSH BUTTON,MOELLER,110Vac,RED | EA | ZELC | Not ordered | 10300950 | NO
EM11 | 10300951 | NO | M | EILSY0260 | SWITCH,PUSH BUTTON,MOELLER,110Vac,GREEN | EA | ZELC | Not ordered | 10300951 | NO
EM11 | 10300952 | NO | M | EICON1385 | SWITCH,LOCAL REMOTE,20A,660V | EA | ZELC | Not ordered | 10300952 | NO
EM22 | 10300953 | NO | M | MIPNA0100 | STOPPER,SWING FRAME,RITTAL,SR1979.200 | PAC | ZELC | Not ordered | 10300953 | NO
EM11 | 10300954 | NO | M | SRPNA0003 | STOP ARM KIT,SCHROFF,PSAK120,FITS:P-SF | KIT | ZELC | Not ordered | 10300954 | NO
EM33 | 10300955 | NO | M | TLTLS0304 | STEEL RULER,12 LENGTH,MADE IN CHINA | EA | ZELC | Not ordered | 10300955 | NO
EM21 | 10300956 | NO | M | MWMEW0062 | STARTER MOTOR ASSY,T73701009,12V | EA | ZELC | Not ordered | 10300956 | 10300956
EM30 | 10300958 | NO | M | EICON0818 | DUCT SEALING COMPOUND,SEALER | PAC | ZELC | Not ordered | 10300958 | NO
EM15 | 10300959 | X | M | MWMEW0391 | COUPLING,GALVANIZED IRON,3/4" | EA | ZELC | Not ordered | NO | NO
EM07 | 10300960 | X | M | EICON2769 | TERMINAL LUG,4MM2,Y TYPE,100 PCS/PKT | EA | ZELC | Not ordered | NO | NO
EM07 | 10300961 | X | M | EICNR0024 | TERMINAL LUG,SOLDERLESS,1/0 - 1/4 | EA | ZELC | Not ordered | NO | NO
EM07 | 10300962 | X | M | EICON3515 | STRAP BAND,SS | PAC | ZELC | Not ordered | NO | NO
EM11 | 10300964 | X | M | EISGR0025 | SWITCHGEAR,ABB,ZS3.2,36TO40.5kV,31.5kA | LOT | ZELC | Not ordered | NO | NO
EM08 | 10300965 | NO | M | EIMCB0033 | MCB,SCHNEIDER,2P,40A,230V | EA | ZELC | Not ordered | 10300965 | NO
EM07 | 10300966 | X | M | CBCAS0077 | TERMINATION KIT,<7.2KV,1CORE,150-240 MM2 | KIT | ZELC | Not ordered | NO | NO
EM11 | 10300967 | X | M | CLRAF0035 | TEST PLUG,ABB,RK926115AD,4500667654 | EA | ZELC | Not ordered | NO | NO
EM07 | 10300968 | X | M | EICON2528 | TERMINAL LUG,50/12MM2,SINGLE HOLE | EA | ZELC | Not ordered | NO | NO
EM11 | 10300969 | X | M | EIACC0074 | CONNECTOR,STRAIGHT/SLEEVE,150MM2 | EA | ZELC | Not ordered | NO | NO
EM07 | 10300970 | X | M | CBCAW0624 | CABLE,FLEXIBLE,0.6KV/1KV,1CX150MM2-BLUE | M | ZELC | Not ordered | NO | NO
EM12 | 10300971 | NO | M | TBPTB0011 | TERMINAL BLOCK,OTTA6-T-P/P,790462 | EA | ZELC | Not ordered | 10300971 | 10300971
EM22 | 10300972 | X | M | EIPNL0025 | ENCLOSURE,ROOF FRAMED,NEMA 3R,208/120 V | EA | ZELC | Not ordered | NO | NO
EM07 | 10300974 | X | M | EIELA0007 | CABLE LUG,RING,1.5mm2,RED | EA | ZELC | Not ordered | NO | NO
EM11 | 10300975 | X | M | EILSY0052 | PUSH BUTTON,2N/O,WITH YELLOW LED | EA | ZELC | Not ordered | NO | NO
EM24 | 10300976 | X | M | EICON2951 | RELAY,24V DC,W/3 NOS. CONTACTS | EA | ZELC | Not ordered | NO | NO
EM33 | 10300977 | X | M | EITLS0011 | REEL,EXTENSION,50 M,HEAVY DUTY | EA | ZELC | Not ordered | NO | NO
EM11 | 10300978 | X | M | EIINU0012 | REDUCER,BUSHING,ELEC.,1/2''FNPTX3/4"MNPT | EA | ZELC | Not ordered | NO | NO
EM22 | 10300979 | X | M | MIPNA0039 | PUNCH SECTION,RITTAL,TS8612.080 | EA | ZELC | Not ordered | NO | NO
EM23 | 10300980 | NO | M | EMPWS0008 | POWER SUPPLY,FAILOVER,ABSOPULSE,580-2958 | EA | ZELC | Not ordered | 10300980 | 10300980
EM07 | 10300981 | NO | M | EICON0051 | FERRULE TUBE,HEAT SHRINKABLE,2",YELLOW | RL | ZELC | Not ordered | 10300981 | NO
EM15 | 10300982 | NO | M | EICAF5636 | UNION,PVC,1-1/2",SCH80 | EA | ZELC | Not ordered | NO | NO
EM11 | 10300983 | NO | M | EIACC0214 | PLUG,3 PIN,METAL,20A/220V | EA | ZELC | Not ordered | NO | NO
EM11 | 10300984 | NO | M | EIACC0213 | PLUG,3 PIN,METAL,15A/110V | EA | ZELC | Not ordered | NO | NO
EM11 | 10300985 | NO | M | EISGR0003 | TERMINAL BASE,ABB,RX2 2H,F/RXME RELAY | EA | ZELC | Not ordered | 10300985 | 10300985
EM22 | 10300986 | NO | M | CRPNL0004 | SIDE PANEL,2mm,STEEL/ALLOY OF ALUMINUM | EA | ZELC | Not ordered | 10300986 | NO
EM12 | 10300987 | X | M | CLRAF0044 | TB MARKER,PHOENIX,0818072,UC-TM 8,8mm | EA | ZELC | Not ordered | NO | NO
EM11 | 10300988 | X | M | CLRAF0060 | TEST PLUG,ABB,RK 926 115 BB,4500680164 | EA | ZELC | Not ordered | NO | NO
EM11 | 10300990 | NO | M | MIMEW0285 | BANANA LEAD,2m,BLUE | EA | ZELC | Not ordered | 10300990 | 10300990
EM12 | 10300991 | X | M | TBTBM0002 | END COVER,FOR PILOT TERMINAL BLOCK | EA | ZELC | Not ordered | NO | NO
EM07 | 10300993 | NO | M | CBCAW0455 | WIRE,SIS,14AWG,600/1000V,Cu/XLPE,YELLOW | RL | ZELC | Not ordered | 10300993 | NO
EM11 | 10300994 | X | M | EIPNL0030 | ENCLOSURE,RHGX8,RK927002-AB,ABB-SWEDEN | EA | ZELC | Not ordered | NO | NO
EM07 | 10300995 | X | M | CBCAW0619 | CABLE,POWER,1Cx360mm2,13.8KV,INDOOR | M | ZELC | Not ordered | NO | NO
EM12 | 10300996 | NO | M | TBWTB0046 | PARTITION PLATE,WDM,0302860000,W1.5mm | EA | ZELC | Not ordered | 10300996 | NO
EM07 | 10300998 | X | M | CBCAW0592 | CABLE,POWER,4C X 50MM2,XLPE/LC/SWA/PVC | EA | ZELC | Not ordered | NO | NO
EM11 | 10300999 | X | M | EICAF3628 | COPPER GROUNDING ROD,16MMX2.44MTR | EA | ZELC | Not ordered | NO | NO
EM07 | 10301000 | X | M | EICAW0677 | CABLE,POWER,3Cx70mm2,1KV,Cu/XLPE/FRV | M | ZELC | Not ordered | NO | NO
EM08 | 10301001 | X | M | EIMCB0019 | MCB,SIEMENS,5SX2220-7,2P,20A,6kA | EA | ZELC | Not ordered | NO | NO
EM11 | 10301002 | X | M | CBACC0011 | SEALING END,INDOOR GIS CBL,115KV,1CX2000 | EA | ZELC | Not ordered | NO | NO
EM08 | 10301003 | NO | M | EMGPS0007 | CLOCK,SATELLITE SYNCHRONIZED,SEL24010XX+ | EA | ZELC | Not ordered | 10301003 | NO
EM08 | 10301005 | X | M | EIMCB0074 | CIRCUIT BREAKER,AUX.,5ST3010,SIEMENS | EA | ZELC | Not ordered | NO | NO
EM04 | 10301008 | X | M | EICON0055 | CLAMP,CABLE,RING TYPE,FOR BATTERY,6MM | EA | ZELC | Not ordered | NO | NO
EM08 | 10301009 | X | M | EIMCB0085 | CKT BREAKER,MOLDEDCASE,600V,100AF,65KA,6 | EA | ZELC | Not ordered | NO | NO
EM08 | 10301010 | X | M | EIACC0712 | CIRCUIT BREAKER,3P,300AT,600V | EA | ZELC | Not ordered | NO | NO
EM08 | 10301011 | X | M | EIACC0713 | CIRCUIT BREAKER,3P,1150AT,600V | EA | ZELC | Not ordered | NO | NO
EM08 | 10301012 | X | M | EIACC0050 | CIRCUIT BREAKER,100A,600V,EF3-M100,GOULD | EA | ZELC | Not ordered | NO | NO
EM22 | 10301013 | X | M | MIPNA0035 | CHASSIS GUIDES,RITTAL,SR1962.200 | PAC | ZELC | Not ordered | NO | NO
EM33 | 10301014 | NO | M | PKACC0005 | CHARGER,BATTERY,MAKITA,DC1414F | EA | ZELC | Not ordered | 10301014 | NO
EM15 | 10301016 | X | M | EICAF5732 | C-CONDULET,RGS,3/4" | EA | ZELC | Not ordered | NO | NO
EM07 | 10301017 | NO | M | EICON2254 | FERRULE TUBE,HEAT SHRINKABLE,2.5mm,WHITE | RL | ZELC | Not ordered | 10301017 | NO
EM07 | 10301018 | X | M | EICAF5904 | FERRULE TUBE,HEAT SHRINKABLE,1-1/4",BRN | RL | ZELC | Not ordered | NO | NO
EM07 | 10301019 | X | M | EICAF5905 | FERRULE TUBE,HEAT SHRINKABLE,1-1/4",GREY | RL | ZELC | Not ordered | NO | NO
EM07 | 10301022 | X | M | CBCAW0652 | CABLE,POWER,2C X 16 SQMM,CU/X/CUT/FRV | EA | ZELC | Not ordered | NO | NO
EM07 | 10301023 | NO | M | EICON2610 | FERRULE TUBE,HEAT SHRINKABLE,2",BLACK | RL | ZELC | Not ordered | 10301023 | NO
EM22 | 10301025 | NO | M | MIPNL0012 | ENCLOSURE,RITTAL,TS8808.600 | EA | ZELC | Not ordered | 10301025 | NO
EM08 | 10301026 | X | M | CCTRA0001 | COVER PLATE,FOR EMPTY PLACES 20 TE | EA | ZELC | Not ordered | NO | NO
EM07 | 10301027 | X | M | EICON0056 | COVER,CABLE CLAMP INSULATION,BLACK | EA | ZELC | Not ordered | NO | NO
EM11 | 10301028 | NO | M | ECACC0001 | COVER,CLEAR,ABB,9676A28G01,19",F/SWITCH | EA | ZELC | Not ordered | 10301028 | NO
EM23 | 10301031 | X | M | EIPWS0013 | POWER SUPPLY,DIN RAIL,24VDC/10A,2866763 | EA | ZELC | Not ordered | NO | NO
EM22 | 10301032 | NO | M | MIPNL0015 | ENCLOSURE,RITTAL,TS8828.009 | EA | ZELC | Not ordered | 10301032 | NO
EM30 | 10301035 | X | M | EICON2031 | TAPE,ELECTRICAL,3M,TEMFLEX,1500,YELLOW | RL | ZELC | Not ordered | NO | NO
EM30 | 10301037 | X | M | EICON0307 | TAPE,ELECTRICAL,3M,YELLOW | RL | ZELC | Not ordered | NO | NO
EM11 | 10301039 | X | M | CLRAF0056 | TEST PLUG,ABB,RK 926 115 AV,4500680164 | EA | ZELC | Not ordered | NO | NO
EM12 | 10301040 | X | M | TBWTB0032 | TERMINALBLOCK,FUSE,24VDC,0222760000 ,WDM | EA | ZELC | Not ordered | NO | NO
EM07 | 10301041 | X | M | EICON3510 | TERMINAL LUG,150MM2 X 16MM2,2 HOLE | EA | ZELC | Not ordered | NO | NO
EM07 | 10301042 | X | M | EIACC0175 | GLAND,CABLE,EXP. PROOF,M2O,1/2",DOUBLE | EA | ZELC | Not ordered | NO | NO
EM23 | 10301043 | NO | M | ECCMM0012 | POWER SUPPLY,SYS-ACDC/3X5-3U-R2027,5Vdc | EA | ZELC | Not ordered | 10301043 | NO
EM23 | 10301044 | NO | M | EMPWS0002 | POWER SUPPLY,SWITCH MODE,WDM,9927480012 | EA | ZELC | Not ordered | 10301044 | NO
EM23 | 10301045 | NO | M | EMPWS0017 | POWER SUPPLY,FAILOVER,DUAL,I/P:97-240VAC | EA | ZELC | Not ordered | 10301045 | 10301045
EM07 | 10301047 | X | M | EICAF3881 | GLAND,CABLE,60MM,DOUBLE COMPRES W/SHROUD | EA | ZELC | Not ordered | NO | NO
EM22 | 10301048 | NO | M | EIELA0226 | HEATER,PANEL,RITTAL,SK3116.000,50W | EA | ZELC | Not ordered | 10301048 | 10301048
EM07 | 10301049 | NO | M | EIELA0053 | GROUND LUG,RING,6TO10AWG,BARED | EA | ZELC | Not ordered | 10301049 | 10301049
EM23 | 10301051 | NO | M | MIPNA0226 | PS BLANK PANEL,ABSOPULSE,FP-3U-R 2027,5V | EA | ZELC | Not ordered | 10301051 | NO
EM22 | 10301052 | NO | M | MIPNA0017 | MOUNTING ANGLE,RITTAL,DK7123.035,19" | PAC | ZELC | Not ordered | 10301052 | 10301052
EM21 | 10301053 | NO | M | OSOFC0794 | MOTOR,220/110V,DUAL,F/WASSHING MACHINE | EA | ZELC | Not ordered | NO | NO
EM19 | 10301054 | X | M | EILSY0113 | LIGHTING FIXTURE,2X35W,230VAC,PORTABLE | EA | ZELC | Not ordered | NO | NO
EM19 | 10301055 | X | M | EILSY0222 | LIGHTING FIXTURE,110V,WEATHER PROOF | SET | ZELC | Not ordered | NO | NO
EM07 | 10301056 | X | M | EIACC0254 | GLAND,CABLE,M25,DOUBLE COMPRES W/SHROUD | EA | ZELC | Not ordered | NO | NO
EM19 | 10301057 | X | M | EILSY0068 | FIXTURE,LIGHT,CEILING,70W,120V,1PH,60HZ | EA | ZELC | Not ordered | NO | NO
EM07 | 10301058 | NO | M | CBPWC0003 | GROUND CABLE,YELLOW/GREEN,16MM,91M/ROLL | RL | ZELC | Not ordered | 10301058 | NO
EM24 | 10301059 | X | M | EMELM0021 | GRID,ALSTOM,MVAX12R1CB0506A | EA | ZELC | Not ordered | NO | NO
EM07 | 10301060 | X | M | EIACC0272 | GLAND,CABLE,1-1/4"NPT,40S,EXP.PROOF,DUBL | EA | ZELC | Not ordered | NO | NO
EM19 | 10301061 | X | M | EILSY0331 | FIXTURE,LIGHTING,HID,120VAC,70W,HPS,60HZ | EA | ZELC | Not ordered | NO | NO
EM22 | 10301062 | NO | M | MIPNA0028 | BRACKET,ANGULAR BAYING,RITTAL,TS8800.430 | EA | ZELC | Not ordered | 10301062 | NO
EM07 | 10301063 | X | M | EIELA0105 | GLAND,CABLE,M16,SS,F/ARMOURED CABLE | EA | ZELC | Not ordered | NO | NO
EM11 | 10301064 | X | M | EIELA0443 | JUNCTION BOX,PVC,4x4" | EA | ZELC | Not ordered | NO | NO
EM11 | 10301065 | X | M | CNCON0583 | JUNCTION BOX,H400xW300xD200mm,4mm2,GRAY | EA | ZELC | Not ordered | NO | NO
EM07 | 10301066 | X | M | CBCAW0699 | CABLE,2PX18AWG,BLK&WH,300V,PLTC | EA | ZELC | Not ordered | NO | NO
EM19 | 10301067 | X | M | CNCON0737 | TUBE,BLACK LIGHT,SMALL SIZE,THIN TYPE | EA | ZELC | Not ordered | NO | NO
EM11 | 10301068 | NO | M | EMRTU0071 | MICROCHIPS,REMOTE TERMINAL UNIT | EA | ZELC | Not ordered | 10301068 | NO
EM11 | 10301069 | X | M | EIEEQ0050 | MD4 ARRESTER,108KV UR,86KV UC,5080MM | EA | ZELC | Not ordered | NO | NO
EM07 | 10301070 | NO | M | EIELA0055 | GROUND LUG,RING,2TO10AWG,BARED,2HOLE | EA | ZELC | Not ordered | 10301070 | NO
EM07 | 10301071 | X | M | EIELA0168 | GLAND,CABLE,1 -1/2"NPT,W/SHROUD&ACCESSO. | EA | ZELC | Not ordered | NO | NO
EM11 | 10301072 | X | M | ECELM0018 | GENERATOR,VACUUM,AXAIR,800002M | EA | ZELC | Not ordered | NO | NO
EM11 | 10301073 | NO | M | EICON3129 | FUSE,250V,100A | EA | ZELC | Not ordered | 10301073 | NO
EM19 | 10301074 | X | M | MICON0401 | FLASHER,24V,FOR INDICATOR | EA | ZELC | Not ordered | NO | NO
EM19 | 10301075 | X | M | EILSY0078 | FIXTURE,LIGHTING,60W,125VDC,WALL MOUNTED | EA | ZELC | Not ordered | NO | NO
EM07 | 10301076 | X | M | CBCAW0643 | CABLE,I/O LAN ADAPTOR,1016936005 | M | ZELC | Not ordered | NO | NO
EM07 | 10301077 | NO | M | EICON1822 | FERRULE TUBE,HEAT SHRINKABLE,2.5mm,BLUE | RL | ZELC | Not ordered | 10301077 | NO
EM11 | 10301078 | NO | M | EICAF5668 | GROUND CONNECTOR,SEFCOR,GTC-20,300500MCM | EA | ZELC | Not ordered | 10301078 | NO
EM12 | 10301079 | NO | M | TBWTB0021 | FUSE,WDM,0430700000,5x20mm,1A | EA | ZELC | Not ordered | 10301079 | NO
EM11 | 10301080 | X | M | EICON2935 | JUNCTION BOX,WEATHERPROOF,F/12 PR ARMOUR | EA | ZELC | Not ordered | NO | NO
EM11 | 10301081 | NO | M | EICON3521 | GROUND SLEEVE,FOR SHIELD,4MM | EA | ZELC | Not ordered | NO | NO
EM07 | 10301082 | X | M | EIACC0263 | GLAND,CABLE,DOUBLE COMPR.,E1FW20,3/4"NPT | EA | ZELC | Not ordered | NO | NO
EM07 | 10301084 | NO | M | EICAF5761 | GLAND,CABLE,M20,W/SHROUND,SS, | EA | ZELC | Not ordered | NO | NO
EM18 | 10301085 | NO | M | MICON0269 | HEATER ELEMENT,FOR JHV 4500X (SPARE) | EA | ZELC | Not ordered | 10301085 | NO
EM11 | 10301086 | X | M | EMELM0017 | GRID,ALSTOM,MCR101T1CD0751C | EA | ZELC | Not ordered | NO | NO
EM07 | 10301087 | X | M | EIELA0056 | GROUND LUG,RING TYPE,2-10AWG,BARED | EA | ZELC | Not ordered | NO | NO
EM11 | 10301088 | X | M | EIMCB0073 | HEATER BY PASS SWITCH,5SY6110-7 | EA | ZELC | Not ordered | NO | NO
EM11 | 10301089 | NO | M | EICAF5669 | GROUND CONNECTOR,SEFCOR,GTC2-14,SOL-300 | EA | ZELC | Not ordered | 10301089 | NO
EM07 | 10301090 | X | M | ECINU0111 | GLAND,CABLE,1/2"NPT,009-2351-001,EX D | EA | ZELC | Not ordered | NO | NO
EM19 | 10301091 | NO | M | EILSY0079 | FIXTURE,LIGHTING,60W,125VDC,CEILING SURF | EA | ZELC | Not ordered | NO | NO
EM11 | 10301092 | X | M | EMELM0016 | GRID,ALSTOM,MBC101V1BD0511B | EA | ZELC | Not ordered | NO | NO
EM11 | 10301093 | X | M | EICON0050 | FLOOR BOX,CAST IRON,WITH COVER | EA | ZELC | Not ordered | NO | NO
EM15 | 10301094 | X | M | EICAF1873 | FLEXIBLE CONDUIT ASSY,2"x457mm,18" | EA | ZELC | Not ordered | NO | NO
EM11 | 10301095 | X | M | EMELM0015 | GRID,ALSTOM,MBC101V1BD0761B+G2366 | EA | ZELC | Not ordered | NO | NO
EM24 | 10301097 | NO | M | TPTMP0075 | INTERFACE UNIT,ALSTOM,MICOM P591501A0M0+ | EA | ZELC | Not ordered | 10301097 | NO
EM15 | 10301098 | X | M | EICAF2306 | GUAT BOX,1",PVC COATED | EA | ZELC | Not ordered | NO | NO
EM07 | 10301099 | NO | M | EIFST0028 | GROUNDING CLIP,Cu,35mm2x6mm,2 HOLE | EA | ZELC | Not ordered | 10301099 | NO
EM19 | 10301100 | X | M | EILSY0080 | FIXTURE,LIGHTING,60W,125VDC,EP,CEILING | EA | ZELC | Not ordered | NO | NO
EM24 | 10301101 | X | M | EMELM0014 | GRID,ALSTOM,MMLG02 | EA | ZELC | Not ordered | NO | NO
EM22 | 10301102 | NO | M | MIPNA0201 | HANDLE,ADAPTOR,RITTAL,TS8611.080,GLAZED | EA | ZELC | Not ordered | 10301102 | NO
EM11 | 10301103 | X | M | EMELM0018 | GRID,ALSTOM,MCR101T1CD0501C | EA | ZELC | Not ordered | NO | NO
EM24 | 10301104 | X | M | EMELM0007 | GRID,ALSTOM,P643326A6M0040K | EA | ZELC | Not ordered | NO | NO
EM07 | 10301105 | X | M | EICAF5677 | GLAND,CABLE,C/W ACCESSORIES,4C X 6MM2 | EA | ZELC | Not ordered | NO | NO
EM07 | 10301107 | X | M | CBCAW0078 | GROUNDING WIRE,1Cx25mm2,0.6/1kV,GREEN | M | ZELC | Not ordered | NO | NO
EM07 | 10301109 | X | M | EICAF5708 | LUG,TINNED CU,240SQMM,W/2 HOLE,14EA.L.B | EA | ZELC | Not ordered | NO | NO
EM15 | 10301110 | X | M | EICON2945 | PAIR CLAMP CONDUIT,GI,3/4" | EA | ZELC | Not ordered | NO | NO
EM07 | 10301111 | X | M | EICAF5676 | GLAND,CABLE,C/W ACCESSORIES,4C X 4 MM2 | EA | ZELC | Not ordered | NO | NO
EM24 | 10301112 | X | M | EMELM0019 | GRID,ALSTOM,MRTP02T1AA0001C | EA | ZELC | Not ordered | NO | NO
EM19 | 10301113 | X | M | EILSY0161 | FIXTURE,HIDLIGHTING,70W,120V,HPS,W/GUARD | EA | ZELC | Not ordered | NO | NO
EM22 | 10301115 | NO | M | SRPNA0002 | GRID STRIP,SCHROFF,PGH3S8,STEEL,643x75mm | EA | ZELC | Not ordered | 10301115 | NO
EM22 | 10301116 | NO | M | SRPNA0007 | GRID FASTENER,SCHROFF,PGFM6,M20 | EA | ZELC | Not ordered | 10301116 | NO
EM12 | 10301117 | NO | M | TBWTB0002 | FUSE,WDM,0430600000,5x20mm,0.5A,250V | EA | ZELC | Not ordered | 10301117 | NO
EM11 | 10301118 | X | M | EILSY0109 | FUSE,DISCON,10 AT,JJD10T60030 ISR,BUSMAN | EA | ZELC | Not ordered | NO | NO
EM19 | 10301119 | X | M | CNCON0021 | HAZARDOUS LIGHT SET F/INT'L MODEL # 2005 | EA | ZELC | Not ordered | NO | NO
EM24 | 10301120 | X | M | EMELM0025 | GRID,ALSTOM,MVAJ055RB0503B | EA | ZELC | Not ordered | NO | NO
EM22 | 10301121 | NO | M | SRPNA0011 | HANDLE,FLUSH KEY LOCKING,PDSK,PFHKBL,STL | EA | ZELC | Not ordered | 10301121 | NO
EM22 | 10301122 | NO | M | EILSY0255 | PANEL,MAIN DISTRIBUTION,380/220V,3PH,4W | SET | ZELC | Not ordered | 10301122 | NO
EM07 | 10301123 | X | M | EIELA0328 | LUG,TINNED CU,6 SQMM,PIN TYPE,UL LISTED | EA | ZELC | Not ordered | NO | NO
EM07 | 10301124 | X | M | EICAW0699 | GROUNDING CABLE,70MM | EA | ZELC | Not ordered | NO | NO
EM07 | 10301125 | NO | M | EIFST0026 | GROUNDING CLAMP,Cu,50mm2x10mm HOLE | EA | ZELC | Not ordered | 10301125 | NO
EM07 | 10301126 | X | M | CBCAW0579 | LV PWR CABLE,600/1000V,XLPE/PVC,3CX35MM2 | EA | ZELC | Not ordered | NO | NO
EM07 | 10301127 | X | M | CBCAW0559 | LV ELECTRICAL CABLE 0.06/1KV. 3CX6MM2 | EA | ZELC | Not ordered | NO | NO
EM12 | 10301128 | NO | M | MKTBM0018 | MARKER,FS,WDM,047356201,FROM 201-250 | PAC | ZELC | Not ordered | 10301128 | NO
EM12 | 10301129 | NO | M | MKTBM0017 | MARKER,FS,WDM,047356151,FROM 151-200 | PAC | ZELC | Not ordered | 10301129 | NO
EM19 | 10301130 | X | M | EILSY0236 | FIXTURE,LIGHT,FLOUR.LAMP,2X36W,120V,60HZ | EA | ZELC | Not ordered | NO | NO
EM07 | 10301131 | X | M | CBCAW0668 | GROUNDING CABLE 10AWG [YELLOW GREEN] | EA | ZELC | Not ordered | NO | NO
EM24 | 10301132 | X | M | EMELM0023 | GRID,ALSTOM,MVAX31S1CE0753A+G2374 | EA | ZELC | Not ordered | NO | NO
EM07 | 10301133 | X | M | EICAF5678 | GLAND,CABLE,C/W ACCESSORIES,4C X 2.5 MM2 | EA | ZELC | Not ordered | NO | NO
EM19 | 10301134 | X | M | EILSY0075 | FLUOR.LIGHTING,2X36W,230VAC,EXP.PROOF,T8 | EA | ZELC | Not ordered | NO | NO
EM12 | 10301135 | NO | M | TBPTB0018 | FLAT COVER,PHOENIX,1004966,LG1mxWD50mm | EA | ZELC | Not ordered | 10301135 | 10301135
EM23 | 10301136 | NO | M | EMPWS0015 | POWER SUPPLY,ABSOPULSE,2xREW 150220/24P+ | EA | ZELC | Not ordered | 10301136 | 10301136
EM23 | 10301137 | NO | M | EMPWS0019 | POWER SUPPLY,ABSOPULSE,2XMIW150-5V-P7911 | EA | ZELC | Not ordered | 10301137 | NO
EM22 | 10301139 | NO | M | MIPNA0069 | PANEL,BLANK,SPL PLATE,SP-5.25/8X19-P,3 U | EA | ZELC | Not ordered | 10301139 | NO
EM12 | 10301140 | NO | M | TBWTB0050 | MARKER,WDM,SCHT 5,0292460000,44.5x19.5mm | EA | ZELC | Not ordered | 10301140 | 10301140
EM22 | 10301141 | NO | M | EIELA0075 | HEATER,RITTAL,SK3107.000 | EA | ZELC | Not ordered | 10301141 | 10301141
EM18 | 10301142 | X | M | EICMP0004 | HEATER,WATER,120V,80 LTR | EA | ZELC | Not ordered | NO | NO
EM22 | 10301143 | NO | M | MIPNA0143 | PANEL,BLANKING,RITTAL,DK7151.035,1U | EA | ZELC | Not ordered | 10301143 | NO
EM11 | 10301144 | NO | M | CNCON0641 | CORK SHEET,RUBBERISED,10mm THICK,1x1m | EA | ZELC | Not ordered | 10301144 | 10301144
EM11 | 10301145 | X | M | EISGM0023 | JUNC.BOX,GOVAN,EA/DA 1608 ,4XWDU 2.5MM2 | EA | ZELC | Not ordered | NO | NO
EM11 | 10301146 | NO | M | CBACC0006 | LINK BOX W/SVL F/TERMIN,115KV,1CX2000MM2 | EA | ZELC | Not ordered | 10301146 | 10301146
EM24 | 10301147 | X | M | EMELM0024 | GRID,ALSTOM,MVAJ055RB0803B+G2375+G2375 | EA | ZELC | Not ordered | NO | NO
EM16 | 10301149 | X | M | EICAF1810 | JOINT PLATE,CABLE TRAY,ALUMINUM,6-HOLE | EA | ZELC | Not ordered | NO | NO
EM11 | 10301150 | X | M | EICAF5991 | JUNC.BOX,EXP.PROOF,CROUSEHINDS,EJB241808 | EA | ZELC | Not ordered | NO | NO
EM04 | 10301151 | X | M | CBCNR0019 | JUMPER CABLE,120MM2X1M,W/CROCODILE CLIP | EA | ZELC | Not ordered | NO | NO
EM19 | 10301152 | X | M | EILSY0073 | FIXTURE,LIGHTING,400W,230V,HIGHBAY HPSV | EA | ZELC | Not ordered | NO | NO
EM12 | 10301153 | NO | M | TBWTB0016 | FUSE,WDM,04321200000,5x20mm,4A | EA | ZELC | Not ordered | 10301153 | NO
EM22 | 10301155 | NO | M | MIPNA0196 | PLINTH TRIME,RITTAL,TS8602.080,DP800mm | EA | ZELC | Not ordered | 10301155 | NO
EM22 | 10301156 | NO | M | EICON0196 | PANEL BOX,8 x 6",WHITE | EA | ZELC | Not ordered | 10301156 | NO
EM12 | 10301157 | NO | M | MKTBM0006 | MARKER,FS,WEIDMULLER,0473560101,101-150 | EA | ZELC | Not ordered | 10301157 | NO
EM19 | 10301158 | NO | M | EIELA0067 | LAMP,INCANDECENT,60W,110Vac | EA | ZELC | Not ordered | 10301158 | NO
EM07 | 10301159 | X | M | CBCAW0691 | CABLE,12PX20AWG,BLK&WH,LABELED,300V,PLTC | EA | ZELC | Not ordered | NO | NO
EM07 | 10301160 | X | M | EIELA0093 | LUG,4 - 6 SQMM,FLAT TYPE,YELLOW COLOR | EA | ZELC | Not ordered | NO | NO
EM23 | 10301161 | NO | M | MIPNA0224 | POWER SUPPLY SHELF,BR3U-R2027,5Vdc | EA | ZELC | Not ordered | 10301161 | NO
EM16 | 10301162 | X | M | EICAF0454 | LADDER,CABLE,ELBOW,2STEP,150X600MM,VERT. | EA | ZELC | Not ordered | NO | NO
EM12 | 10301163 | NO | M | TBWTB0012 | PARTITION PLATE,WDM,1050100000,FOR WAP | EA | ZELC | Not ordered | 10301163 | NO
EM30 | 10301164 | X | M | CNCON0663 | JOINT SEALANT,MASTER FLEX-700(BASF) | EA | ZELC | Not ordered | NO | NO
EM08 | 10301166 | NO | M | EIMCB0001 | MCB,SIEMENS,5SX2116-7,1P,16A,6kA,230/400 | EA | ZELC | Not ordered | 10301166 | NO
EM23 | 10301169 | X | M | ECPWS0008 | PHOENIX POWERSUPPLY,100-240VAC/24VDC/20A | EA | ZELC | Not ordered | NO | NO
EM07 | 10301170 | NO | M | EICON2517 | CABLE LUG,RING,TIN Cu,6x6mm2,1 HOLE | EA | ZELC | Not ordered | 10301170 | NO
EM33 | 10301171 | NO | M | TLTLS0479 | NOSE PLIER,STANLEY,226G,1-7/8x11/16x3/8" | EA | ZELC | Not ordered | 10301171 | NO
EM11 | 10301172 | X | M | ECINU0030 | PCB,ELECTRONIC,Z30-2043-011,120VAC | EA | ZELC | Not ordered | NO | NO
EM07 | 10301173 | X | M | EIELA0321 | LUG,TINNED CU,10SQMM,PIN TYPE,UL LISTED | EA | ZELC | Not ordered | NO | NO
EM22 | 10301174 | X | M | MKCON0045 | ENGRAVING PLATE,1250x2.4x2mm | EA | ZELC | Not ordered | NO | NO
EM07 | 10301175 | NO | M | CBCAW0225 | WIRE,THHN,1Cx4mm2,WHITE,150 M/Roll | M | ZELC | Not ordered | 10301175 | NO
EM22 | 10301176 | NO | M | MIPNA0101 | WIRING PLAN POCKET STEEL,RITTAL,PS41180+ | EA | ZELC | Not ordered | 10301176 | 10301176
EM07 | 10301177 | X | M | CBCAW0412 | WIRE,YELLOW,THW OR THI,12 AWG | M | ZELC | Not ordered | NO | NO
EM07 | 10301178 | NO | M | CBCAW0457 | WIRE,THHN,1Cx8AWG,600/1000V,RED | M | ZELC | Not ordered | 10301178 | NO
EM07 | 10301179 | NO | M | CBCAW0459 | WIRE,THHN,1Cx8AWG,600/1000V,BLUE | M | ZELC | Not ordered | 10301179 | NO
EM07 | 10301180 | NO | M | CBCAW0223 | WIRE,THHN,1Cx4mm2,YELLOW,150 M/Roll | M | ZELC | Not ordered | 10301180 | NO
EM07 | 10301181 | X | M | CBCAW0109 | WIRE,SIS,MESC,600V,UL44,XLPE,14AWG,BLACK | M | ZELC | Not ordered | NO | NO
EM07 | 10301184 | NO | M | CBCAW0142 | WIRE,SIS,1Cx1.5mm2/16AWG,600/1000V,RED | RL | ZELC | Not ordered | 10301184 | NO
EM07 | 10301185 | X | M | CBCAW0689 | WIRE,SIS,1Cx1.5mm2/16AWG,0.6/1kV,BLUE | M | ZELC | Not ordered | NO | NO
EM07 | 10301186 | NO | M | EICON2502 | FERRULE TUBE,HEAT SHRINKABLE,4mm2,GREEN | RL | ZELC | Not ordered | 10301186 | NO
EM07 | 10301187 | NO | M | EICON0044 | FERRULE TUBE,HEAT SHRINKABLE,4.8mm,WHITE | RL | ZELC | Not ordered | 10301187 | NO
EM07 | 10301188 | NO | M | EICON2981 | FERRULE TUBE,HEAT SHRINKABLE,4.5mm,WHITE | RL | ZELC | Not ordered | NO | NO
EM07 | 10301189 | NO | M | EICON3387 | FERRULE TUBE,HEAT SHRINKABLE,4.5mm,RED | RL | ZELC | Not ordered | 10301189 | NO
EM07 | 10301190 | NO | M | EICON0046 | FERRULE TUBE,HEAT SHRINKABLE,32 mm,GREEN | RL | ZELC | Not ordered | 10301190 | NO
EM22 | 10301191 | NO | M | MKCON0012 | ENGRAVE PLATE,10X17MM,3MM,WHTE-BLK-WHTE | EA | ZELC | Not ordered | 10301191 | 10301191
EM11 | 10301194 | X | M | EICAF0042 | END PLUG,ELECTRICAL,3/4'' NPT MALE | EA | ZELC | Not ordered | NO | NO
EM11 | 10301195 | X | M | EITUF0075 | END PLUG,1/2",ALUMINIUM | EA | ZELC | Not ordered | NO | NO
EM12 | 10301196 | NO | M | TBWTB0063 | END PLATE,WDM,1050000000,56x1.5x33.5mm | EA | ZELC | Not ordered | 10301196 | NO
EM12 | 10301197 | NO | M | TBWTB0015 | END PLATE,WDM,0380360000,FOR ASK1LD | EA | ZELC | Not ordered | 10301197 | NO
EM12 | 10301200 | NO | M | TBPTB0039 | END PLATE,PHONEIX,3070370,D-USST 4/10 | EA | ZELC | Not ordered | 10301200 | 10301200
EM12 | 10301201 | NO | M | TBPTB0016 | END COVER,PHOENIX,D-UDK4,2775113 | EA | ZELC | Not ordered | 10301201 | 10301201
EM08 | 10301203 | NO | M | CCTRA0003 | COVER PLATE,FOR EMPTY PLACES 10 TE | EA | ZELC | Not ordered | 10301203 | NO
EM07 | 10301204 | X | M | CBCAW0411 | WIRE,THW OR THI,12AWG,0.6/1kV,RED | M | ZELC | Not ordered | NO | NO
EM07 | 10301206 | NO | M | CBCAW0149 | WIRE,SIS,1Cx1.2mm2/14AWG,600/1000V,GREEN | M | ZELC | Not ordered | 10301206 | NO
EM12 | 10301207 | NO | M | TBWTB0027 | CROSSCONNECTION LINK,WDM,0194300000,2P | EA | ZELC | Not ordered | 10301207 | 10301207
EM12 | 10301208 | NO | M | TBWTB0023 | CROSSCONNECTION LINK,WDM,0130700000,3P | EA | ZELC | Not ordered | 10301208 | NO
EM07 | 10301209 | NO | M | EICON3048 | FERRULE,SWAGELOK,SS316L,1/4",FRONT&BACK | EA | ZELC | Not ordered | NO | NO
EM12 | 10301211 | NO | M | CLRAF0046 | END COVER,PHOENIX,3070370,D-USST 4/10 | EA | ZELC | Not ordered | 10301211 | 10301211
EM08 | 10301213 | NO | M | CCTRA0002 | COVER PLATE,FOR EMPTY PLACES 12 TE | EA | ZELC | Not ordered | 10301213 | NO
EM11 | 10301214 | NO | M | EICON2630 | COUPLING,RGS,2.1/2" | EA | ZELC | Not ordered | 10301214 | NO
EM19 | 10301216 | NO | M | EMRTU0199 | TUBE,FLOURESCENT,15W | EA | ZELC | Not ordered | 10301216 | NO
EM05 | 10301217 | X | M | EICON3169 | FILLER BOARD,1/2" x 4'x 8' | EA | ZELC | Not ordered | NO | NO
EM12 | 10301219 | NO | M | TBWTB0043 | CROSS CONNECTOR,WDM,1693880000,24A | EA | ZELC | Not ordered | 10301219 | NO
EM12 | 10301220 | NO | M | TBWTB0067 | CROSS CONNECTION,WDM,0338900000,10P | EA | ZELC | Not ordered | 10301220 | NO
EM22 | 10301221 | NO | M | MIPNA0037 | DUST GUARD TRIM,RITTAL,SZ2425.100 | EA | ZELC | Not ordered | 10301221 | NO
EM22 | 10301222 | NO | M | MIPNA0118 | DUST GUARD TRIM,RITTAL,FOR SZ 2425.000 | PAC | ZELC | Not ordered | 10301222 | NO
EM22 | 10301223 | NO | M | SRPNL0008 | ENCLOSURE,PANEL,2200X600X800MM,F/SCADA | EA | ZELC | Not ordered | 10301223 | NO
EM11 | 10301224 | X | M | EIPNL0024 | ENCLOSURE,NEMA4X,UL,7.5X7.5X 4”,JUNC.BOX | EA | ZELC | Not ordered | NO | NO
EM12 | 10301225 | X | M | CLRAF0090 | END COVER,PHOENIX,3070367,W2.2xL82mm | EA | ZELC | Not ordered | NO | NO
EM12 | 10301226 | X | M | CLRAF0082 | END COVER,PHOENIX,0310020,H41.5xW2.2xL72 | EA | ZELC | Not ordered | NO | NO
EM07 | 10301227 | X | M | CBCAW0483 | CABLE,UNARM,LSHF,2Px0.75mm2,500V,ORANGE | M | ZELC | Not ordered | NO | NO
EM07 | 10301228 | X | M | CBCAW0484 | CABLE,UNARM,LSHF,2Px2.5mm2,500V,ORANGE | M | ZELC | Not ordered | NO | NO
EM12 | 10301229 | NO | M | TBWTB0033 | CROSS CONNECTION LINK,WDM,0338300000,10P | EA | ZELC | Not ordered | 10301229 | NO
EM12 | 10301230 | NO | M | TBWTB0014 | CROSS CONNECTION COMBS,WDM,0545400000 | EA | ZELC | Not ordered | 10301230 | NO
EM07 | 10301232 | X | M | CBCAW0660 | CONTROL CABLE,4C X 10 SQMM,CU/X/CUT/FRV | M | ZELC | Not ordered | NO | NO
EM07 | 10301233 | X | M | CBCAW0243 | CONTROL CABLE,4C X 2.5MM2,BELDEN | M | ZELC | Not ordered | NO | NO
EM22 | 10301234 | X | M | MKCON0043 | ENGRAVING PLATE,50x15mm WHITE BACKGROUND | EA | ZELC | Not ordered | NO | NO
EM07 | 10301235 | X | M | CBCAW0111 | WIRE,SIS,MESC,XHHW,600V,16AWG,GREY | M | ZELC | Not ordered | NO | NO
EM19 | 10301236 | NO | M | EILSY0313 | LAMP,HALOGEN,500W,220V | EA | ZELC | Not ordered | 10301236 | NO
EM07 | 10301237 | X | M | CBCAW0516 | CABLE,POWER,UNARMOURED,1Cx120mm2,0.6/1KV | M | ZELC | Not ordered | NO | NO
EM07 | 10301238 | X | M | CBCAW0580 | CABLE,POWER,LV,3Cx25mm2,600/1000V,XLPE | M | ZELC | Not ordered | NO | NO
EM12 | 10301239 | NO | M | TBPTB0003 | END COVER,D-URTK/S-BEN,308029 | EA | ZELC | Not ordered | 10301239 | 10301239
EM15 | 10301242 | NO | M | SRPNL0006 | COVER,SOLID FITS,SCHROFF,PCS208SS,2000mm | EA | ZELC | Not ordered | 10301242 | NO
EM28 | 10301243 | NO | M | EIELA0252 | SAFETY SWITCH,EATON,DH362UWK,380V,60A,3P | EA | ZELC | Not ordered | 10301243 | NO
EM22 | 10301244 | NO | M | MIPNA0187 | COVER,RITTAL,TS8800.840,FOR BAYING | EA | ZELC | Not ordered | 10301244 | NO
EM07 | 10301245 | NO | M | CBCAW0539 | WIRE,SIS GREY,1.5 SQ MM,600 V | RL | ZELC | Not ordered | 10301245 | NO
EM22 | 10301246 | NO | M | MIPNL0023 | ENCLOSURE,DK,RITTAL,DK7821.810 | EA | ZELC | Not ordered | 10301246 | NO
EM07 | 10301247 | X | M | CBCAW0720 | CABLE,POWER,5C X 4MM2,XLPE/LC/SWA/PVC | EA | ZELC | Not ordered | NO | NO
EM11 | 10301248 | X | M | MWCVL0002 | FAN,INDUSTRIAL,24",HEAVY DUTY,220V | EA | ZELC | Not ordered | NO | NO
EM33 | 10301249 | NO | M | TLTLS0408 | COMBINATION WRENCH SET,6-32mm,17pcs/set | SET | ZELC | Not ordered | 10301249 | NO
EM07 | 10301250 | X | M | CBCAW0617 | CABLE,POWER,3Cx240mm2,36KV,INDOOR | M | ZELC | Not ordered | NO | NO
EM07 | 10301251 | X | M | CBCAW0323 | CABLE,POWER,3Cx2.5mm2,XLPE/PVC,CORE C | M | ZELC | Not ordered | NO | NO
EM07 | 10301252 | X | M | CBCAW0115 | CABLE,POWER,3Cx2.5mm2,1000V,XLPE/PVC | M | ZELC | Not ordered | NO | NO
EM07 | 10301253 | X | M | CBCAW0622 | CABLE,POWER,3Cx300mm2,13.8KV,OUTDOOR | M | ZELC | Not ordered | NO | NO
EM07 | 10301255 | NO | M | CBCAW0222 | WIRE,THHN,1Cx4mm2,RED,150 M/Roll | M | ZELC | Not ordered | 10301255 | NO
EM07 | 10301257 | X | M | CBCAW0621 | CABLE,POWER,3Cx300mm2,13.8KV,INDOOR | M | ZELC | Not ordered | NO | NO
EM07 | 10301258 | X | M | CBCAW0618 | CABLE,POWER,3Cx240mm2,36KV,OUTDOOR | M | ZELC | Not ordered | NO | NO
EM07 | 10301259 | X | M | CBCAW0620 | CABLE,POWER,1Cx360mm2,13.8KV,OUTDOOR | M | ZELC | Not ordered | NO | NO
EM07 | 10301261 | NO | M | EICON0800 | FERRULE TUBE,HEAT SHRINKABLE,1",YELLOW | RL | ZELC | Not ordered | 10301261 | NO
EM15 | 10301263 | X | M | EIACC0260 | END BUSHING,RGS,1" | EA | ZELC | Not ordered | NO | NO
EM24 | 10301264 | NO | M | MITUF0636 | RELAY,OMRON,MK3P-5-S,7754 H2,10A,PLUG-IN | EA | ZELC | Not ordered | 10301264 | NO
EM24 | 10301265 | X | M | CLRAF0020 | RELAY,ALSTOM,P54631NK7M0710M,4500678320 | EA | ZELC | Not ordered | NO | NO
EM22 | 10301267 | X | M | MKCON0040 | ENGRAVING PLATE,10X30MM,WHITE TEXT BLACK | EA | ZELC | Not ordered | NO | NO
EM22 | 10301270 | X | M | MKCON0018 | ENGRAVE PLATE,25X100MM,3MM,WHTE-BLK-WHTE | EA | ZELC | Not ordered | NO | NO
EM22 | 10301271 | X | M | MKCON0006 | ENGRAVE PLATE,17X39MM,3MM,WHTE-BLK-WHTE | EA | ZELC | Not ordered | NO | NO
EM22 | 10301272 | X | M | MKCON0010 | ENGRAVE PLATE,12MM,3MM,WHITE-BLACK-WHITE | EA | ZELC | Not ordered | NO | NO
EM11 | 10301273 | NO | M | EMTRD0021 | TRANSFORMER,CURR.,1C,WINDOW,1250-600/1A | EA | ZELC | Not ordered | 10301273 | NO
EM12 | 10301275 | X | M | TBWTB0076 | DIN RAIL,WDM,0383400000,2m,GALV. STEEL | M | ZELC | Not ordered | NO | NO
EM07 | 10301277 | NO | M | MIACC0046 | FERRULE TUBE,HEAT SHRINKABLE,2.5mm,RED | RL | ZELC | Not ordered | 10301277 | NO
EM22 | 10301278 | NO | M | MIACC0042 | TRUNKING RACE WAY,100x100mm,COLOR:GREY | EA | ZELC | Not ordered | 10301278 | NO
EM30 | 10301279 | X | M | MIACC0133 | TIE WRAP,PLASTIC,200mm | PAC | ZELC | Not ordered | NO | NO
EM16 | 10301281 | X | M | EIELA0175 | TRAY,CABLE,W/CVER,200X150X3MM,GALV.LADER | EA | ZELC | Not ordered | NO | NO
EM30 | 10301282 | NO | M | OSOFC0076 | TRANSPARENT TAPE,2",72 ROLL/BOX | RL | ZELC | Not ordered | 10301282 | NO
EM11 | 10301283 | X | M | EICAF3828 | TRANSFORMER,DRYINDOOR,30KVA,480/220-127V | EA | ZELC | Not ordered | NO | NO
EM11 | 10301284 | X | M | EITRS0005 | TRANSFORMER,DRY,40KVA,3PH,400V,220/127V | EA | ZELC | Not ordered | NO | NO
EM34 | 10301286 | NO | M | EMTRD0008 | TRANSDUCER,MW/MVAR,TILLQUIST,PQ430RT1199 | EA | ZELC | Not ordered | 10301286 | 10301286
EM22 | 10301287 | NO | M | MIPNA0071 | TORX SCREW,RITTAL,SZ2504.500 | PAC | ZELC | Not ordered | 10301287 | NO
EM33 | 10301288 | X | M | TLTLS1060 | TORQUE WRENCH,ADJUSTABLE,0 TO 1000 N.M | EA | ZELC | Not ordered | NO | NO
EM30 | 10301290 | NO | M | EICON1523 | TIE MOUNT,MEDIUM,HC-102 | PAC | ZELC | Not ordered | 10301290 | NO
EM30 | 10301291 | NO | M | EIACC0349 | TIE MOUNT,1x1",100 Pcs/Pkt | PAC | ZELC | Not ordered | NO | NO
EM33 | 10301292 | NO | M | TLTLS1244 | TIE GUN,2.4 TO 4.8mm,FOR PVC CABLE TIE | EA | ZELC | Not ordered | 10301292 | NO
EM11 | 10301293 | X | M | EIELA0345 | THYRISTOR,FUSION,3 PHASE,2 LEG,800 A | EA | ZELC | Not ordered | NO | NO
EM07 | 10301294 | NO | M | MIACC0087 | FERRULE TUBE,HEAT SHRINKANBLE,3.5mm,600V | M | ZELC | Not ordered | 10301294 | NO
EM07 | 10301295 | X | M | MIACC0075 | FERRULE TUBE,HEAT SHRINKANBLE,19mm2,Blk | RL | ZELC | Not ordered | NO | NO
EM07 | 10301296 | NO | M | MIACC0137 | FERRULE TUBE,HEAT SHRINKANBLE,19mm,BLUE | RL | ZELC | Not ordered | 10301296 | NO
EM07 | 10301297 | X | M | MIACC0113 | FERRULE TUBE,HEAT SHRINKANBLE,12.5mm,Blk | RL | ZELC | Not ordered | NO | NO
EM07 | 10301298 | X | M | EICON3473 | FERRULE TUBE,HEAT SHRINKABLE,80mm,GREY | RL | ZELC | Not ordered | NO | NO
EM04 | 10301301 | X | M | CNCON0150 | DISTILLED WATER,FOR BATTERIES | EA | ZELC | Not ordered | NO | NO
EM30 | 10301302 | NO | M | CNCON0326 | TRANSPARENT PLASTIC SHEET (STICKY) | RL | ZELC | Not ordered | 10301302 | 10301302
EM34 | 10301303 | X | M | EMTRD0003 | TRANSDUCER,ENERDIS,T323,TRIAD 2 RANGE | EA | ZELC | Not ordered | NO | NO
EM11 | 10301304 | X | M | EIEEQ0375 | TRANSFORMER,AUTO,10KVA,3PH,220-380-480V | EA | ZELC | Not ordered | NO | NO
EM22 | 10301305 | NO | M | SRPNA0008 | DOOR STOP KIT,SCHROFF,PDSK,F/2 DOOR BAR | KIT | ZELC | Not ordered | 10301305 | NO
EM07 | 10301306 | X | M | EICON0052 | FERRULE TUBE,HEAT SHRINKABLE,80mm,BLACK | RL | ZELC | Not ordered | NO | NO
EM11 | 10301307 | NO | M | MIPNA0021 | DUCT PANEL,1UNIT,SPL PLATE,W/PUNCH | EA | ZELC | Not ordered | 10301307 | NO
EM34 | 10301309 | NO | M | EMPRT0048 | TRANSDUCER,ABB,K10C,1in MNPT,15m,PVC | EA | ZELC | Not ordered | 10301309 | NO
EM22 | 10301310 | NO | M | MIPNA0202 | DOOR,GLAZED,RITTAL,8610.800,W800xH2000mm | EA | ZELC | Not ordered | 10301310 | NO
EM34 | 10301312 | NO | M | EMTRD0012 | TRANSDUCER,CURRENT,TILLQUIST,I480RT-151 | EA | ZELC | Not ordered | 10301312 | NO
EM24 | 10301313 | X | M | CLRAF0028 | RELAY,SCHNEIDER,C264LB1I291000240200B03+ | EA | ZELC | Not ordered | NO | NO
EM11 | 10301314 | X | M | ECTRS0001 | TRANSFORMER,CURRENT,LV,800-400/5A,5P20 | EA | ZELC | Not ordered | NO | NO
EM07 | 10301315 | X | M | EICON3472 | FERRULE TUBE,HEAT SHRINKABLE,80mm,BROWN | RL | ZELC | Not ordered | NO | NO
EM07 | 10301316 | NO | M | CBCAW0427 | WIRE,SIS,XHHW,14AWG,600V,Cu/XLPE,GREY | RL | ZELC | Not ordered | 10301316 | NO
EM07 | 10301317 | X | M | EICAW0909 | WIRE,SIS,MESC,XHHW,600V,1Cx12AWG,RED | M | ZELC | Not ordered | NO | NO
EM11 | 10301318 | X | M | OSOFC0773 | FAN,EXHAUST,15x15cm,110V/220V | EA | ZELC | Not ordered | NO | NO
EM11 | 10301319 | X | M | EIACC0721 | DIODE PLUG,MOD-GDS-621/ZS RT | EA | ZELC | Not ordered | NO | NO
EM22 | 10301320 | NO | M | SRPNL0007 | DOOR,SOLD FIT,SCHROFF,PDS208SS,SS304 | EA | ZELC | Not ordered | 10301320 | NO
EM07 | 10301322 | NO | M | EICON3056 | FERRULE TUBE,HEAT SHRINKABLE,1-1/2" | RL | ZELC | Not ordered | 10301322 | NO
EM22 | 10301323 | NO | M | CRPNA0002 | COVER,RITTAL,TS 8800.880,FOR BAYING | EA | ZELC | Not ordered | 10301323 | NO
EM22 | 10301324 | X | M | CNELA0009 | COVER,RITTAL,TS8800.480,FOR BAYING | EA | ZELC | Not ordered | NO | NO
EM12 | 10301325 | NO | M | SRELA0009 | COVER STRIP,ADP3,WDM,0485400000 | EA | ZELC | Not ordered | 10301325 | NO
EM08 | 10301326 | X | M | CCMDR0001 | ENCLOSURE,RAYMAR RMX,1U,2BAY,DSP9612 | EA | ZELC | Not ordered | NO | NO
EM07 | 10301327 | X | M | CBCAW0107 | WIRE,SIS,MESC,XHHW,12AWG,600V,YELLOW | M | ZELC | Not ordered | NO | NO
EM22 | 10301328 | X | M | EILSY0127 | ENCLOSURE,PNL BRD,NEMA4X,4 WIRE,3PH,60HZ | EA | ZELC | Not ordered | NO | NO
EM07 | 10301329 | X | M | CBCAW0656 | CONTROL CABLE,3C X 6 SQMM,CU/X/CUT/FRV | M | ZELC | Not ordered | NO | NO
EM33 | 10301331 | NO | M | TLTLS0496 | COMBINATION SPANNER SET,SIZE: 6 TO 32mm | PC | ZELC | Not ordered | 10301331 | NO
EM07 | 10301332 | NO | M | EICON2800 | FERRULE TUBE,HEAT SHRINKABLE,1.5",BLACK | RL | ZELC | Not ordered | 10301332 | NO
EM07 | 10301333 | NO | M | EICON2799 | FERRULE TUBE,HEAT SHRINKABLE,1",BLACK | RL | ZELC | Not ordered | 10301333 | NO
EM07 | 10301334 | NO | M | EICAW0718 | WIRE,SIS,14AWG,600V,BLUE | M | ZELC | Not ordered | 10301334 | NO
EM11 | 10301335 | NO | M | EIACC0577 | EXTENSION BOX,GALVANIZED,4x4x1-1/2" | EA | ZELC | Not ordered | 10301335 | NO
EM07 | 10301336 | NO | M | EICON3267 | FERRULE TUBE,HEAT SHRINKABLE,2.5mm2 | RL | ZELC | Not ordered | 10301336 | NO
EM07 | 10301339 | X | M | CBCAW0321 | CABLE,POWER,2Cx2.5mm2,XLPE/PVC,CORE C | M | ZELC | Not ordered | NO | NO
EM07 | 10301341 | NO | M | EICON2811 | FERRULE TUBE,HEAT SHRINKABLE,1.5mm2,Grn | RL | ZELC | Not ordered | 10301341 | NO
EM07 | 10301342 | NO | M | EICON3058 | FERRULE TUBE,HEAT SHRINKABLE,1/2" | RL | ZELC | Not ordered | 10301342 | NO
EM07 | 10301344 | X | M | EICON3461 | TERMINAL LUG,COPPER,70MM2,WITH 2 HOLES | EA | ZELC | Not ordered | NO | NO
EM07 | 10301345 | X | M | CBCNR0021 | CABLE LUG,RING,TIN Cu,25x8 mm2,1 HOLE,UL | EA | ZELC | Not ordered | NO | NO
EM24 | 10301346 | X | M | CLRAF0029 | RELAY,SCHNEIDER,C264MB1I291001240400003+ | EA | ZELC | Not ordered | NO | NO
EM11 | 10301347 | NO | M | MITUF0843 | DRAIN PLUG,1/2" (M),SS316 | EA | ZELC | Not ordered | NO | NO
EM23 | 10301348 | NO | M | ECCMM0006 | POWER SUPPLY,MIM105-48/5FT-R0349,5Vdc | EA | ZELC | Not ordered | 10301348 | NO
EM07 | 10301350 | X | M | CBCAW0256 | WIRE,THHN,12AWG(4mm2),0.6/1kV,BLACK | M | ZELC | Not ordered | NO | NO
EM19 | 10301351 | X | M | EILSY0319 | LAMP,HALOGEN,400W,220V | EA | ZELC | Not ordered | NO | NO
EM11 | 10301361 | NO | M | CBCAS0078 | INLINE JOINT KIT upto 1 KV for Cable 4C | EA | ZELC | Not ordered | 10301361 | NO
EM11 | 10301362 | NO | M | CBCAS0079 | INLINE JOINT Kit, upto 1KV, for Cable 4C | EA | ZELC | Not ordered | 10301362 | NO
EM11 | 10301363 | NO | M | CBCAS0080 | INLINE JOINTS Kit - 1 KV, for Cable 4C x | EA | ZELC | Not ordered | 10301363 | NO
EM07 | 10301365 | NO | M | CBCAW0047 | Grounding Cable - Size: 1x25mm2, Color: | M | ZELC | Not ordered | 10301365 | 10301365
ITM1 | 10301366 | NO | M | CBCAW0081 | FIBRE OPTIC CABLE | M | ZELC | Not ordered | 10301366 | NO
EM07 | 10301367 | NO | M | CBCAW0110 | SIS Wire 600V, UL44, XLPE, 14AWG - Grey, | FT | ZELC | Not ordered | 10301367 | NO
EM07 | 10301369 | NO | M | CBCAW0185 | Power Cable - 4C x 4mm2 XLPE 600V/1K Cr | M | ZELC | Not ordered | 10301369 | NO
EM07 | 10301370 | NO | M | CBCAW0229 | Wire 1C x 6mm2, THHN, Blue | RL | ZELC | Not ordered | 10301370 | NO
EM07 | 10301371 | NO | M | CBCAW0446 | Power Cable 3C x 4mm2, Armored | M | ZELC | Not ordered | 10301371 | 10301371
EM07 | 10301372 | NO | M | CBCAW0501 | WIRE,FLEX,1Cx1.5 Sqmm,600/1000V,BLACK | RL | ZELC | Not ordered | 10301372 | 10301372
EM07 | 10301373 | NO | M | CBCAW0502 | Flexible Wire 1C x 1.5 Sqmm, White Color | M | ZELC | Not ordered | 10301373 | NO
EM07 | 10301374 | NO | M | CBCAW0503 | Flexible Wire 1C x 2.5 Sqmm, White Color | RL | ZELC | Not ordered | 10301374 | NO
EM07 | 10301375 | NO | M | CBCAW0504 | WIRE,FLEX,1C X 4MM2,0.6/1kV,GREEN/YELLOW | RL | ZELC | Not ordered | 10301375 | NO
EM07 | 10301376 | NO | M | CBCAW0505 | Flexible Wire 1C x 2.5 Sqmm, Black Colo | RL | ZELC | Not ordered | 10301376 | 10301376
EM07 | 10301377 | NO | M | CBCAW0606 | CABLE FLEXIBLE CU 2.5 SQMM INSULATGED YE | RL | ZELC | Not ordered | 10301377 | NO
EM07 | 10301378 | NO | M | CBCAW0609 | CABLE FLEXIBLE CU 2.5 SQMM INSULATGED GR | RL | ZELC | Not ordered | 10301378 | NO
EM07 | 10301379 | NO | M | CBCAW0704 | Wire Green Color 6 Sqmm (10 AWG) | RL | ZELC | Not ordered | 10301379 | NO
EM07 | 10301380 | NO | M | CBCAW0705 | Wire THHN Black, Color 6 Sqmm (10 AWG | RL | ZELC | Not ordered | 10301380 | NO
EM07 | 10301381 | NO | M | CBCAW0706 | Wire THHN Grey Color 10 AWG (6 MM2) | RL | ZELC | Not ordered | 10301381 | NO
EM07 | 10301382 | NO | M | CBCAW0707 | Stranded Wire 2.5 mm2, White Color | RL | ZELC | Not ordered | 10301382 | NO
EM07 | 10301383 | NO | M | CBCAW0708 | Stranded Wire 2.5 mm2, Red Color | RL | ZELC | Not ordered | 10301383 | NO
EM07 | 10301384 | NO | M | CBCAW0710 | Belden Cable Cat- 6, Grey Color | RL | ZELC | Not ordered | 10301384 | NO
EM07 | 10301385 | NO | M | CBCAW0711 | Stranded Wire 2.5 mm2, Black Color | RL | ZELC | Not ordered | 10301385 | NO
EM07 | 10301387 | NO | M | CBCAW0758 | WIRE, FLEX, 1C X 4MM2, 600/1000V, RED | M | ZELC | Not ordered | 10301387 | NO
EM07 | 10301389 | NO | M | CBCAW0760 | WIRE, FLEX, 1C X 4MM2, 600/1000V, BLUE | M | ZELC | Not ordered | 10301389 | NO
EM07 | 10301390 | NO | M | CBCAW0761 | WIRE, FLEX, 1C X 4MM2, 600/1000V, BLACK | M | ZELC | Not ordered | 10301390 | NO
EM07 | 10301391 | NO | M | CBCAW0762 | Flexible Wire 1Cx2.5 sq.mm.600/1000,RED | RL | ZELC | Not ordered | 10301391 | NO
EM07 | 10301392 | NO | M | CBCAW0764 | Flexible Wire 1Cx2.5 sq mm,600/1000,BLUE | M | ZELC | Not ordered | 10301392 | NO
EM11 | 10301394 | NO | M | CBCNR0046 | Cable Lugs, Hook Type, Size: 6 sq.mm | PAC | ZELC | Not ordered | 10301394 | NO
EM07 | 10301395 | NO | M | CBCNR0047 | Cable Lugs, Hook Type, Size: 2.5 sq.mm | PAC | ZELC | Not ordered | 10301395 | NO
EM11 | 10301397 | NO | M | CBPWC0066 | Regulator 715 @0.25 | EA | ZELC | Not ordered | 10301397 | NO
EM11 | 10301398 | NO | M | CMCMM0006 | Communication Box Plate - Internal Plate | EA | ZELC | Not ordered | 10301398 | NO
EM23 | 10301399 | NO | M | CMLIT0007 | Line Isolation Transformers - Art# BV 36 | EA | ZELC | Not ordered | 10301399 | NO
ITM7 | 10301400 | NO | M | CMMDC0001 | KSGL/S-1 10/100 Ethernet Port, 2 RS-232/ | EA | ZELC | Not ordered | 10301400 | NO
CM02 | 10301401 | NO | M | CNCON0644 | PVC Fissher, Size:12mm. | EA | ZELC | Not ordered | 10301401 | NO
EM30 | 10301402 | NO | M | CNCON0812 | Cable Tie Gun | EA | ZELC | Not ordered | 10301402 | NO
EM11 | 10301403 | NO | M | CNTLS0015 | Breaker Analyzer Roll (For Printing) | RL | ZELC | Not ordered | 10301403 | NO
EM11 | 10301404 | NO | M | CRELA0001 | CB Semaphore Indicator | EA | ZELC | Not ordered | 10301404 | NO
EM11 | 10301405 | NO | M | CRPNL0005 | SYNCHRONIZING TROLLEY PANEL | EA | ZELC | Not ordered | 10301405 | 10301405
EM11 | 10301407 | NO | M | DDACC0002 | Face 40 Blanking Panel (includes mountin | EA | ZELC | Not ordered | 10301407 | NO
EM11 | 10301408 | NO | M | DDACC0007 | Face 40 Connector (includes mounting scr | EA | ZELC | Not ordered | 10301408 | NO
EM08 | 10301409 | X | M | DDSYS0003 | D25 (Z814412222DDBBB) | EA | ZELC | Not ordered | 10301409 | NO
EM08 | 10301410 | X | M | DDSYS0006 | D25 (Z814412222DDBAA) | EA | ZELC | Not ordered | 10301410 | NO
EM11 | 10301411 | NO | M | ECACC0003 | Individual Clear Cover (for FT Switch), | EA | ZELC | Not ordered | 10301411 | NO
EM24 | 10301412 | NO | M | ECRLY0017 | TAPCON 230 AUTOMATIC VOLTAGE, Regulated | EA | ZELC | Not ordered | 10301412 | 10301412
EM24 | 10301413 | NO | M | ECRTA0038 | Variable Resistor for AR relay Rated Vol | EA | ZELC | Not ordered | 10301413 | NO
EM07 | 10301416 | NO | M | EIACC0589 | Cable gland brass - 25mm | EA | ZELC | Not ordered | 10301416 | NO
EM11 | 10301418 | NO | M | EICAF0313 | Grounding Terminal | EA | ZELC | Not ordered | 10301418 | NO
EM15 | 10301420 | NO | M | EICAF2517 | GI Unistrut Channel Clamps - Size:1/2" w | PAA | ZELC | Not ordered | 10301420 | NO
EM11 | 10301421 | NO | M | EICAF3507 | Liquid Tight Connector Elbow - Size: 1" | EA | ZELC | Not ordered | 10301421 | NO
EM11 | 10301422 | NO | M | EICAF3642 | One Hole, Cable Clip 35mm2, Copper | EA | ZELC | Not ordered | 10301422 | NO
EM07 | 10301425 | NO | M | EICAW0706 | Power Cable - 3C x 6 mm2, (Brown,Blue,G | M | ZELC | Not ordered | 10301425 | NO
EM07 | 10301426 | NO | M | EICAW0731 | SIS Wire - Size: 12 AWG, Color: Grey | RL | ZELC | Not ordered | 10301426 | NO
EM07 | 10301428 | NO | M | EICAW0846 | Control Cable 7C x 2.5mm MESC, PN# 7614- | M | ZELC | Not ordered | 10301428 | NO
EM11 | 10301431 | NO | M | EICNR0012 | C Clamp, Size: 70 X 50mm2, copper. | EA | ZELC | Not ordered | 10301431 | NO
EM30 | 10301432 | NO | M | EICON0005 | Flexible Hose 5/8" (15 cm) | RL | ZELC | Not ordered | 10301432 | NO
EM11 | 10301434 | NO | M | EICON0191 | Lugs, Fork Type, (Big) Blue | PAC | ZELC | Not ordered | 10301434 | NO
EM11 | 10301435 | NO | M | EICON0245 | Tinned Cu Lugs 16 sqmm X 10 mm Dia Hole, | EA | ZELC | Not ordered | 10301435 | NO
EM07 | 10301437 | NO | M | EICON0598 | Cable Tie - Size: 300mm (100 pcs/pkt) | PAC | ZELC | Not ordered | 10301437 | NO
EM30 | 10301438 | NO | M | EICON1176 | LM-IR300B Ink Ribbon Black for LM-370A | EA | ZELC | Not ordered | 10301438 | NO
EM11 | 10301439 | NO | M | EICON1510 | Term. Lugs, 4.6 Sqmm. Fork Type Ywllow ( | PAC | ZELC | Not ordered | 10301439 | NO
EM07 | 10301440 | NO | M | EICON1775 | Cable - EXT-CAB25 (82 Feet) | RL | ZELC | Not ordered | 10301440 | NO
EM30 | 10301441 | NO | M | EICON1820 | Heat Shrinkable Tubes Size: 2.5mm, Yello | RL | ZELC | Not ordered | 10301441 | NO
EM30 | 10301442 | NO | M | EICON1821 | Heat Shrinkable Tubes Size: 2.5mm, Red ( | RL | ZELC | Not ordered | 10301442 | NO
EM11 | 10301444 | NO | M | EICON2103 | Ferrul Tube, White - Non-Shrinkable, Siz | RL | ZELC | Not ordered | 10301444 | NO
EM30 | 10301449 | NO | M | EICON2742 | Heat Shrinkable Tube-Size 6mm Color: Blu | M | ZELC | Not ordered | 10301449 | NO
EM30 | 10301450 | NO | M | EICON2787 | Flexible Connector 1" w/ Grounding | EA | ZELC | Not ordered | 10301450 | NO
EM11 | 10301452 | NO | M | EICON3013 | Cable Gland - Nickel Plated Brass for Un | EA | ZELC | Not ordered | 10301452 | NO
EM07 | 10301453 | NO | M | EICON3330 | Cable Tie, Size:100mm - PVC, (100 pcs/pk | EA | ZELC | Not ordered | 10301453 | 10301453
EM07 | 10301454 | NO | M | EICON3331 | Cable Tie, Size:200mm - PVC, (100 pcs/pk | EA | ZELC | Not ordered | 10301454 | NO
EM19 | 10301455 | NO | M | EICON3385 | Indicating Lamp, 120VAC | EA | ZELC | Not ordered | 10301455 | NO
EM07 | 10301456 | NO | M | EICON3398 | SS Cable Gland Double Compression, Size | EA | ZELC | Not ordered | 10301456 | NO
EM23 | 10301457 | NO | M | EIEEQ0365 | Control Transformer, 250 VA, 255/120V, 6 | EA | ZELC | Not ordered | 10301457 | NO
EM12 | 10301458 | NO | M | EIEEQ0367 | Terminal Blocks, Serial Nos.: 1 to 150 | EA | ZELC | Not ordered | 10301458 | NO
EM30 | 10301459 | NO | M | EIELA0004 | AC Duplex Box | EA | ZELC | Not ordered | 10301459 | NO
EM11 | 10301460 | NO | M | EIELA0024 | Combifilam Lugs, Female | EA | ZELC | Not ordered | 10301460 | NO
EM08 | 10301463 | NO | M | EIELA0339 | Single Clamp/Clip 25mm(w) X 3mm(t). Part | EA | ZELC | Not ordered | 10301463 | NO
EM08 | 10301465 | NO | M | EIELA0350 | Double Contact Block - 2 NO, MCB-20 | EA | ZELC | Not ordered | 10301465 | NO
EM08 | 10301470 | NO | M | EIELA0355 | Auxiliary contact, S2C-H11L | EA | ZELC | Not ordered | 10301470 | NO
EM08 | 10301474 | NO | M | EIELA0362 | SCFM6 Circuit Separators, SCFM6 | EA | ZELC | Not ordered | 10301474 | NO
EM25 | 10301475 | NO | M | EIELM0001 | MV 7 MVAR CAPACITOR BANK WITH DETUNING R | EA | ZELC | Not ordered | 10301475 | 10301475
MM05 | 10301476 | NO | M | EIFST0331 | 1-1/2" Dia. Locknut | EA | ZELC | Not ordered | 10301476 | NO
EM11 | 10301477 | NO | M | EILSY0039 | Voltmeter Selector Switch | EA | ZELC | Not ordered | 10301477 | NO
EM11 | 10301478 | NO | M | EILSY0040 | Ammeter Selector switch | EA | ZELC | Not ordered | 10301478 | NO
EM19 | 10301479 | NO | M | EILSY0043 | Push Button Lamp - 250V | EA | ZELC | Not ordered | 10301479 | NO
EM19 | 10301480 | NO | M | EILSY0293 | Mercury Vapour Bulb 400 Watts, 220V | EA | ZELC | Not ordered | 10301480 | NO
EM22 | 10301485 | NO | M | EILSY0352 | Push button with lens cap, PPRL1, red co | EA | ZELC | Not ordered | 10301485 | NO
EM22 | 10301486 | NO | M | EILSY0353 | Push button with lens cap, PPRL2, Green | EA | ZELC | Not ordered | 10301486 | NO
EM22 | 10301487 | NO | M | EILSY0354 | Push button with lens cap, PPRL3, Yello | EA | ZELC | Not ordered | 10301487 | NO
EM22 | 10301488 | NO | M | EILSY0355 | Push button with lens cap, PPRL4, Blue | EA | ZELC | Not ordered | 10301488 | NO
EM22 | 10301489 | NO | M | EILSY0360 | Lamp holder with built in LED, PCW5L110, | EA | ZELC | Not ordered | 10301489 | NO
EM08 | 10301490 | NO | M | EIMCB0005 | MCB,SIEMENS,5SX2103-7,1POLE,3A | EA | ZELC | Not ordered | 10301490 | NO
EM08 | 10301491 | NO | M | EIMCB0006 | MCB - Siemens 2 Pole, 6 AMP (PN#5SU1153- | EA | ZELC | Not ordered | 10301491 | NO
EM08 | 10301492 | NO | M | EIMCB0050 | MCB Siemens 2 Pole, 6 Amp (PN # 5SX2211- | EA | ZELC | Not ordered | 10301492 | 10301492
EM08 | 10301493 | NO | M | EIMCB0065 | MCB 6A 3P SIEMENS P.N.5SL6 306-7 | EA | ZELC | Not ordered | 10301493 | NO
EM08 | 10301494 | NO | M | EIMCB0083 | DC MCB - 32 Amp | EA | ZELC | Not ordered | 10301494 | NO
EM08 | 10301495 | NO | M | EIMCB0084 | DC MCB - 16 Amp | EA | ZELC | Not ordered | 10301495 | 10301495
EM08 | 10301498 | NO | M | EIMCB0097 | 2 pole 20A MCB, 125VDC | EA | ZELC | Not ordered | 10301498 | NO
EM11 | 10301499 | NO | M | EIMDR0001 | ANNUNCIATION, 12 Way Small Windows each | EA | ZELC | Not ordered | 10301499 | 10301499
EM23 | 10301500 | NO | M | EIPWS0020 | REDUNDANT POWER SUPPLY UNIT, Aux Supply | EA | ZELC | Not ordered | 10301500 | 10301500
EM23 | 10301501 | NO | M | EIPWS0021 | REDUNDANT POWER SUPPLY UNIT, Aux Supply | EA | ZELC | Not ordered | 10301501 | 10301501
EM11 | 10301502 | NO | M | EIRLY0041 | ABB Annunciator, SACO16D3, RS 811 163-A | EA | ZELC | Not ordered | 10301502 | NO
EM24 | 10301503 | NO | M | EIRLY0070 | Auxiliary Relay, Aux Voltage: 125V DC, 4 | EA | ZELC | Not ordered | 10301503 | 10301503
EM24 | 10301504 | NO | M | EIRLY0071 | Auxiliary Relay, Aux Voltage: 48V DC, 4 | EA | ZELC | Not ordered | 10301504 | 10301504
EM24 | 10301505 | NO | M | EIRLY0073 | Electrical Reset Relay, Aux Voltage: 125 | EA | ZELC | Not ordered | 10301505 | 10301505
EM24 | 10301506 | NO | M | EIRLY0074 | Electrical Reset Relay, Aux Voltage: 48 | EA | ZELC | Not ordered | 10301506 | 10301506
EM24 | 10301507 | NO | M | EIRLY0076 | Timer Relay Aux Voltage: 125V DC, 4 C/O | EA | ZELC | Not ordered | 10301507 | 10301507
EM24 | 10301508 | NO | M | EIRLY0077 | Timer Relay, Aux Voltage: 48V DC, 4 C/O | EA | ZELC | Not ordered | 10301508 | 10301508
EM24 | 10301509 | NO | M | EIRLY0079 | DC CKT Supervision relay, Aux Voltage: | EA | ZELC | Not ordered | 10301509 | 10301509
EM24 | 10301510 | NO | M | EIRLY0080 | DC CKT Supervision relay, Aux Voltage: | EA | ZELC | Not ordered | 10301510 | 10301510
EM24 | 10301511 | NO | M | EIRLY0082 | Electrical Reset Relay, Aux Voltage: 48V | EA | ZELC | Not ordered | 10301511 | NO
EM24 | 10301512 | NO | M | EIRLY0083 | Electrical Reset Relay, Aux Voltage: 125 | EA | ZELC | Not ordered | 10301512 | NO
EM24 | 10301513 | NO | M | EIRLY0085 | TIMER RELAY, MOD:TM977E-2-60SEC-24V-2C/O | EA | ZELC | Not ordered | 10301513 | NO
EM22 | 10301514 | NO | M | EISGM0029 | Test switch for AVC , Voltmeter, Type : | EA | ZELC | Not ordered | 10301514 | NO
EM11 | 10301516 | X | M | EMCMM0001 | COMMUNICATION JACK PANEL - PN# 510-0322 | EA | ZELC | Not ordered | 10301516 | 10301516
EM24 | 10301517 | NO | M | EMELM0022 | ALSTOM GRID-MVAX31S1CE0754A | EA | ZELC | Not ordered | 10301517 | 10301517
EM11 | 10301518 | NO | M | EMELM0032 | SEMAPHORE POSITION INDICATOR (ON/OFF) T | EA | ZELC | Not ordered | 10301518 | 10301518
EM22 | 10301519 | NO | M | EMELM0035 | DISCREPANCY INDICATION (FLICKERING TYPE) | EA | ZELC | Not ordered | 10301519 | NO
EM24 | 10301520 | NO | M | EMLSY0018 | Auxiliary Relay, 4CO, 24V DC, RF4:00111 | EA | ZELC | Not ordered | 10301520 | NO
EM08 | 10301521 | X | M | EMMMM0015 | D20ME2 (232/485 configurable ports), P/N | EA | ZELC | Not ordered | 10301521 | NO
IM05 | 10301524 | NO | M | EMPRT0004 | Plug-in transmitter module Model FP-524C | EA | ZELC | Not ordered | 10301524 | NO
IM05 | 10301525 | NO | M | EMPRT0030 | Ultra Sonic Level Instrumentation Part# | EA | ZELC | Not ordered | 10301525 | NO
EM23 | 10301526 | NO | M | EMPWS0010 | Power Supply - Input: 125VDC & 120VAC, P | EA | ZELC | Not ordered | 10301526 | 10301526
EM08 | 10301527 | NO | M | EMRTA0001 | DIODE ARRAY, STATUS I/P 1N4148 - PN# 530 | EA | ZELC | Not ordered | 10301527 | NO
EM07 | 10301528 | NO | M | EMRTU0021 | Communication Cable | M | ZELC | Not ordered | 10301528 | NO
EM11 | 10301529 | NO | M | EMSGM0004 | "Selector Switch 2 Position, 10 Stack wi | EA | ZELC | Not ordered | 10301529 | 10301529
EM11 | 10301530 | NO | M | EMSGM0006 | Selector Switch 2 Position, 10 Stack wit | EA | ZELC | Not ordered | 10301530 | 10301530
IM04 | 10301532 | X | M | EMSPM0001 | WESDAC D20S TY1 VER 1 - PN# 507-0101 | EA | ZELC | Not ordered | 10301532 | 10301532
EM08 | 10301533 | NO | M | EMSYS0004 | HM2 Card Cage for I/O Modem & Ethernet d | EA | ZELC | Not ordered | 10301533 | NO
EM11 | 10301535 | NO | M | EMTRD0023 | Indoor Voltage Transformer Single Pole E | EA | ZELC | Not ordered | 10301535 | NO
EM11 | 10301536 | NO | M | EMTRD0026 | CURRENT TRANSFORMER 3 CORE RING TYPE 33K | EA | ZELC | Not ordered | 10301536 | 10301536
EM11 | 10301538 | NO | M | EMTRD0028 | CURRENT TRANSFORMER5 CORE BLOC TYPE 33KV | EA | ZELC | Not ordered | 10301538 | NO
EM11 | 10301539 | NO | M | EMTRS0002 | Current Transformers for 33kV | EA | ZELC | Not ordered | 10301539 | 10301539
EM11 | 10301540 | NO | M | IBSYS0001 | iBox Kit - DC Analog input (2BUEAB) | EA | ZELC | Not ordered | 10301540 | NO
EM11 | 10301541 | NO | M | IBSYS0003 | iBox Kit - DC Analog input and LAN (2BAE | EA | ZELC | Not ordered | 10301541 | NO
EM30 | 10301542 | NO | M | MIACC0014 | Cable Tie Wrap, 430mm (100 pcs/pkt) | PAC | ZELC | Not ordered | 10301542 | NO
EM30 | 10301543 | NO | M | MIACC0030 | Cable Ties TY - 100M TY523M | EA | ZELC | Not ordered | 10301543 | NO
EM07 | 10301544 | NO | M | MIACC0031 | Cable Ties TY - 150 M TY52315M | EA | ZELC | Not ordered | 10301544 | NO
EM30 | 10301546 | NO | M | MIACC0034 | Cable Ties TY - 430 M TY5275M | PAC | ZELC | Not ordered | 10301546 | NO
EM07 | 10301547 | NO | M | MIACC0037 | Cable Ties TY - 370 M TY5244M | EA | ZELC | Not ordered | 10301547 | NO
EM30 | 10301548 | NO | M | MIACC0047 | Heat Shrinkable Tube 4.8mm (Chn) SH4.8BK | M | ZELC | Not ordered | 10301548 | NO
EM30 | 10301549 | NO | M | MIACC0048 | Heat Shrinkable Tube 6mm (Chn) | M | ZELC | Not ordered | 10301549 | NO
EM30 | 10301551 | NO | M | MIACC0065 | Plastic Ducts (65 x 65) | EA | ZELC | Not ordered | 10301551 | NO
EM30 | 10301552 | NO | M | MICAF0133 | C-Clamp, Size: 1-1/2" x 2 Hole | EA | ZELC | Not ordered | 10301552 | NO
EM11 | 10301553 | NO | M | MICAF1196 | C Clamp, Double Compression Copper - 120 | EA | ZELC | Not ordered | 10301553 | NO
EM30 | 10301554 | NO | M | MICON0193 | Hose Clamp High Torque, 301SS, Size: 1", | EA | ZELC | Not ordered | 10301554 | NO
EM22 | 10301556 | NO | M | MIPNA0030 | Rubber Gromet | EA | ZELC | Not ordered | 10301556 | NO
EM22 | 10301557 | NO | M | MIPNA0032 | 3 Unit Blank Panel (PN# SP5-25X19-P) | EA | ZELC | Not ordered | 10301557 | NO
EM22 | 10301558 | NO | M | MIPNA0131 | Rittal Make Side Panel Asymmetrical Pain | EA | ZELC | Not ordered | 10301558 | NO
EM22 | 10301559 | NO | M | MIPNA0133 | Swing Frame, PN# SR2342.235 | EA | ZELC | Not ordered | 10301559 | NO
EM08 | 10301560 | NO | M | MIPNA0164 | Steel Thermo Setting Polyester- Cat# SP- | EA | ZELC | Not ordered | 10301560 | NO
EM22 | 10301563 | NO | M | MIPNA0171 | Gland Plate, 708X175mmX2T.Catalog #GP-70 | EA | ZELC | Not ordered | 10301563 | NO
EM22 | 10301565 | NO | M | MIPNA0188 | Punched Section w/ Mounting Flange Horiz | PAC | ZELC | Not ordered | 10301565 | NO
EM11 | 10301566 | NO | M | MIPNA0193 | Outlet Filter Unit - Color: RAL 7035 , T | EA | ZELC | Not ordered | 10301566 | NO
EM30 | 10301569 | NO | M | MKCON0003 | Engraving Text W30mm x L35mm | EA | ZELC | Not ordered | 10301569 | 10301569
EM30 | 10301571 | NO | M | MKCON0059 | CDS6U/SC - Marking Tag, CA509/K8/V/1-10 | EA | ZELC | Not ordered | 10301571 | NO
EM30 | 10301572 | NO | M | MKCON0062 | CTS4USC, CKT4U & CKT4UD1 - Marking Tag, | EA | ZELC | Not ordered | 10301572 | NO
EM30 | 10301573 | NO | M | MKCON0063 | CTS4USC, CKT4U & CKT4UDI - Marking Tag, | EA | ZELC | Not ordered | 10301573 | NO
EM30 | 10301574 | NO | M | MKCON0064 | CTS4USC, CKT4U & CKT4UDI - Marking Tag, | EA | ZELC | Not ordered | 10301574 | NO
EM30 | 10301575 | NO | M | MKCON0065 | CTS4USC, CKT4U & CKT4UDI - Marking Tag, | EA | ZELC | Not ordered | 10301575 | NO
EM30 | 10301576 | NO | M | MKCON0066 | CTS4USC, CKT4U & CKT4UDI - Marking Tag, | EA | ZELC | Not ordered | 10301576 | NO
EM30 | 10301577 | NO | M | MKCON0067 | CTS4USC, CKT4U & CKT4UDI - Marking Tag, | EA | ZELC | Not ordered | 10301577 | NO
EM30 | 10301578 | NO | M | MKCON0070 | End Clamp | EA | ZELC | Not ordered | 10301578 | NO
EM30 | 10301579 | NO | M | MKCON0071 | Group Marker Holder | EA | ZELC | Not ordered | 10301579 | NO
EM30 | 10301580 | NO | M | MKCON0073 | RACK LABELS, 200x60MM, BLACK TEXT-WHITE | EA | ZELC | Not ordered | 10301580 | NO
EM30 | 10301581 | NO | M | MKCON0074 | RACK LABELS, 100x23MM, BLACK TEXT-WHITE | EA | ZELC | Not ordered | 10301581 | NO
EM30 | 10301583 | NO | M | MKTBM0010 | Printed Marker from 1-50 (ZB8) | EA | ZELC | Not ordered | 10301583 | NO
EM12 | 10301584 | NO | M | MKTBM0011 | ZB10 Marking Strip (Unprinted) VER/HOR, | EA | ZELC | Not ordered | 10301584 | NO
EM12 | 10301587 | NO | M | MKTBM0023 | Marker for terminal blocks - UC-TM 6, | EA | ZELC | Not ordered | 10301587 | 10301587
EM12 | 10301588 | NO | M | MKTBM0024 | Marker for terminal blocks - UC-TM 5, | EA | ZELC | Not ordered | 10301588 | 10301588
EM12 | 10301591 | NO | M | MKTBM0048 | EB4D Screw Clamp Terminal Blocks -Diode | EA | ZELC | Not ordered | 10301591 | NO
EM15 | 10301593 | NO | M | OFCON0027 | RJ-45 Connector | EA | ZELC | Not ordered | 10301593 | NO
EM08 | 10301595 | NO | M | SHSCA0003 | Virtual Connection - PN# 588-0031/03 | EA | ZELC | Not ordered | 10301595 | NO
EM12 | 10301597 | NO | M | SRELA0006 | END COVER, WAP WTL6/4FF, WDM#1887240000 | EA | ZELC | Not ordered | 10301597 | 10301597
EM11 | 10301599 | NO | M | TBPTB0020 | EBL 10-5 Insertion Bridge (Phoenix # 230 | EA | ZELC | Not ordered | 10301599 | 10301599
EM12 | 10301601 | NO | M | TBPTB0033 | Terminal Block Marker - Phoenix (ZB6) | EA | ZELC | Not ordered | 10301601 | NO
EM12 | 10301602 | NO | M | TBPTB0034 | Terminal Block Marker - Phoenix (ZB10) | EA | ZELC | Not ordered | 10301602 | NO
EM11 | 10301603 | NO | M | TBPTB0040 | END COVER D-USST6-T, P/N# 3070367, PHOEN | EA | ZELC | Not ordered | 10301603 | 10301603
EM12 | 10301605 | NO | M | TBPTB0042 | TERMINAL BLOCK USST6-T, P/N# 3070312, PH | EA | ZELC | Not ordered | 10301605 | 10301605
EM11 | 10301606 | NO | M | TBPTB0043 | ATP-UK-END COVER (PHOENIX # 3003224) for | EA | ZELC | Not ordered | 10301606 | 10301606
EM11 | 10301607 | NO | M | TBPTB0044 | UK 2 5 N Feed-through terminal block (PH | EA | ZELC | Not ordered | 10301607 | NO
EM12 | 10301608 | NO | M | TBPTB0047 | TERMINAL BLOCK URTK/S, PN # 0311087. | EA | ZELC | Not ordered | 10301608 | NO
EM12 | 10301609 | NO | M | TBPTB0048 | End Cover D-URTK, P/N. 0310020. | EA | ZELC | Not ordered | 10301609 | NO
EM12 | 10301611 | NO | M | TBTBM0006 | VT Disconnectable Terminal Blocks - CDS6 | EA | ZELC | Not ordered | 10301611 | NO
EM12 | 10301612 | NO | M | TBTBM0007 | VT Disconnectable Terminal Blocks - End | EA | ZELC | Not ordered | 10301612 | NO
EM12 | 10301615 | NO | M | TBTBM0010 | ANNUNCIATOR Knife Type TB - CKT4U | EA | ZELC | Not ordered | 10301615 | NO
EM12 | 10301616 | NO | M | TBTBM0011 | ANNUNCIATOR Knife Type TB - End Plate | EA | ZELC | Not ordered | 10301616 | NO
EM12 | 10301617 | NO | M | TBTBM0012 | Terminal Blocks with Blocking Diode | EA | ZELC | Not ordered | 10301617 | NO
EM12 | 10301618 | NO | M | TBTBM0013 | Terminal Blocks w/Blocking Diode - End P | EA | ZELC | Not ordered | 10301618 | NO
EM12 | 10301620 | NO | M | TBWTB0018 | END PLATE FOR TB | EA | ZELC | Not ordered | 10301620 | NO
EM11 | 10301621 | NO | M | TBWTB0070 | Weidmuller Terminal Block, WDM# 95374800 | EA | ZELC | Not ordered | 10301621 | NO
EM30 | 10301622 | NO | M | TLCON0106 | Hose Clamp 2.5" | EA | ZELC | Not ordered | 10301622 | NO
EM11 | 10301623 | NO | M | TLTLS1260 | Fish Wire - Length: 75Mtrs with Housing | EA | ZELC | Not ordered | 10301623 | NO
EM04 | 10301624 | NO | M | BTPNL0001 | Battery Monitoring Panel | EA | ZELC | Not ordered | 10301624 | 10301624
EM11 | 10301625 | NO | M | CBACC0003 | GIS Sealing End, 115 KV, 1C x 400 sq mm | EA | ZELC | Not ordered | 10301625 | 10301625
EM11 | 10301626 | NO | M | CBACC0004 | Transformer Sealing End, 115 KV, 1C x 40 | EA | ZELC | Not ordered | 10301626 | 10301626
EM11 | 10301627 | NO | M | CBACC0012 | Spares - Outdoor Transformer Cable Seali | EA | ZELC | Not ordered | 10301627 | 10301627
EM11 | 10301628 | NO | M | CBACC0014 | Spares - 115KV Link Box without SVL | EA | ZELC | Not ordered | NO | NO
EM11 | 10301629 | NO | M | CBACC0015 | Spares- 115KV Link Box with SVL | EA | ZELC | Not ordered | NO | NO
EM07 | 10301630 | NO | M | CBCAW0777 | LOOP CABLE FOR INDUCTION LOOP SINGLE COR | RL | ZELC | Not ordered | NO | NO
EM30 | 10301631 | NO | M | CBCNR0034-A | T-connector Mould, for 70 Sq.mm CU condu | EA | ZELC | Not ordered | 10301631 | 10301631
EM11 | 10301634 | NO | M | CBCNR0054 | Cable gland Brass, 25L, CU, XLPE / 0.6/ | EA | ZELC | Not ordered | 10301634 | 10301634
EM11 | 10301636 | NO | M | CBCNR0056 | Cable gland Brass, 32S, 19 X 2.5 mm2 Str | EA | ZELC | Not ordered | 10301636 | 10301636
EM11 | 10301637 | NO | M | CBCNR0057 | Cable gland Brass, 1Cx400mm2 Stranded | EA | ZELC | Not ordered | 10301637 | 10301637
EM11 | 10301638 | NO | M | CBCNR0058 | Cable gland Brass, 1C x 240mm2 Stranded | EA | ZELC | Not ordered | 10301638 | 10301638
EM11 | 10301639 | NO | M | CBCNR0059 | Cable gland Brass, 1C x 185mm2 Stranded | EA | ZELC | Not ordered | 10301639 | 10301639
EM11 | 10301640 | NO | M | CBCNR0060 | Cable gland Brass, 25S, 1C x 150mm2 Str | EA | ZELC | Not ordered | 10301640 | 10301640
EM30 | 10301642 | NO | M | EICAF0185-A | BRACKET ARM 800mm | EA | ZELC | Not ordered | 10301642 | 10301642
EM30 | 10301644 | NO | M | EICAW0983 | Perforated Cable Tray, GI - 150mm x 50m | EA | ZELC | Not ordered | 10301644 | 10301644
EM15 | 10301645 | NO | M | EICNR0030 | ALUMINIUM CONNECTOR, 90 DEG., 1BDO10- | EA | ZELC | Not ordered | 10301645 | 10301645
EM15 | 10301646 | NO | M | EICNR0031 | ALUMINIUM CONNECTOR - FLAT TYPE, 1CBO10 | EA | ZELC | Not ordered | 10301646 | 10301646
EM04 | 10301647 | X | M | BTPNL0002 | Battery Monitoring Panel | EA | ZELC | Not ordered | NO | NO
EM07 | 10301653 | X | M | CBCAW0779 | LOOP CABLE FOR INDUCTION LOOP SINGLE COR | RL | ZELC | Not ordered | NO | NO
EM22 | 10301658 | NO | M | EIPNL0020 | SPARE PARTS FOR SAS PANELS | LOT | ZELC | Not ordered | NO | NO
EM22 | 10301660 | NO | M | EIPNL0036 | Cubicle Front Swing Rack Panel 2200 x 60 | EA | ZELC | Not ordered | 10301660 | 10301660
EM22 | 10301661 | NO | M | EIPNL0037 | Cubicle Front Swing Rack Panel - 2200 x | EA | ZELC | Not ordered | 10301661 | 10301661
EM22 | 10301662 | NO | M | EIPNL0038 | Cubicle Front Swing Rack Panel 2200 x 5 | EA | ZELC | Not ordered | 10301662 | 10301662
EM22 | 10301663 | NO | M | EIPNL0039 | Cubicle Front Swing Rack Panel 1900 x 60 | EA | ZELC | Not ordered | 10301663 | 10301663
EM22 | 10301664 | NO | M | EIPNL0040 | Cubicle Front Swing RackPanel 1900 x 500 | EA | ZELC | Not ordered | 10301664 | 10301664
EM23 | 10301667 | NO | M | EIPWS0026 | POWER SUPPLY- P/N. SCD-CSI/FC-1K-R0199, | EA | ZELC | Not ordered | 10301667 | 10301667
EM23 | 10301668 | NO | M | EIPWS0027 | POWER SUPPLY , P/N. LWN-1801-6, MFG : P | EA | ZELC | Not ordered | 10301668 | 10301668
EM08 | 10301679 | NO | M | EITRS0010 | Split Core Ring Type CTs - 20 MVA | EA | ZELC | Not ordered | 10301679 | 10301679
EM08 | 10301680 | NO | M | EITRS0011 | Split Core Ring Type CTs - 12.5 MVA | EA | ZELC | Not ordered | 10301680 | 10301680
EM08 | 10301681 | NO | M | EITRS0012 | Split Core Ring Type CTs - 10 MVA | EA | ZELC | Not ordered | 10301681 | 10301681
EM11 | 10301682 | NO | M | EITRS0013 | Outdoor Current transformer | EA | ZELC | Not ordered | 10301682 | 10301682
EM11 | 10301685 | NO | M | EMELM0038 | LOOP DETECTOR, INDUCTION VEHICLE, 220V | EA | ZELC | Not ordered | NO | NO
EM11 | 10301691 | NO | M | EMTRS0001 | 33kV RING TYPE Current Transformer | EA | ZELC | Not ordered | 10301691 | 10301691
EM12 | 10301696 | NO | M | TBPTB0057 | WTR 2.5 D-2STB 6.9/2.3, Terminal Block w | EA | ZELC | Not ordered | 10301696 | 10301696
EM12 | 10301697 | NO | M | TBPTB0059 | INSERTION BRIDGE, ZQV 10/2, WDM# 173968 | EA | ZELC | Not ordered | 10301697 | 10301697
EM12 | 10301698 | NO | M | TBWTB0074 | END COVER, WAP WTL6 SL WDM#9538110000, W | EA | ZELC | Not ordered | 10301698 | 10301698
EM12 | 10301699 | NO | M | TBWTB0078 | TERMINAL MARKER, WTL6SL, 1-50, WDM#047 | EA | ZELC | Not ordered | 10301699 | 10301699
EM12 | 10301701 | NO | M | TBWTB0089 | TERMINAL BLOCK, WTL6SL, WDM#1161690000 | EA | ZELC | Not ordered | 10301701 | 10301701
EM12 | 10301702 | NO | M | TBWTB0090 | SEPARATING PLATE, WTW WTL6/1 DB, WDM#10 | EA | ZELC | Not ordered | 10301702 | 10301702
EM09 | 10301711 | NO | M | EIMCB0007 | 1P 1A 220VAC MCB REF.553305 | EA | ZELC | Not ordered | 10301711 | 10301711
EM09 | 10301712 | NO | M | EIMCB0062 | 1P 4A 125VDC MCB REF.553308 | EA | ZELC | Not ordered | 10301712 | 10301712
EM09 | 10301717 | NO | M | EIMCB0095 | 2 pole, 20A MCB, 220VAC Ref.553073 | EA | ZELC | Not ordered | 10301717 | 10301717
EM09 | 10301718 | NO | M | EIMCB0099 | 2 pole, 6A MCB, 125VDC REF.553325 | EA | ZELC | Not ordered | 10301718 | 10301718
EM09 | 10301719 | NO | M | GDCAL0143 | 20.99% 02 Balance N2 Gas Cylinder | EA | ZELC | Not ordered | 10301719 | 10301719
EM11 | 10301723 | NO | M | EIELA0360 | Assembled jumper bar, BJMI8 | EA | ZELC | Not ordered | 10301723 | 10301723
EM11 | 10301724 | NO | M | EIEEQ0389 | Basement Sump Pump SP-01 to 06 | SET | ZELC | Not ordered | 10301724 | 10301724
EM07 | 10301725 | NO | M | CBCAW0204 | Control Cable - Size: 7C x 2.5mm2, STD. | M | ZELC | Not ordered | NO | NO
EM23 | 10301728 | NO | M | EISGR0040 | DISTRIBUTION BOARD, P/N: B00717, | EA | ZELC | Not ordered | 10301728 | 10301728
EM22 | 10301729 | NO | M | EIPNL0046 | ENCLOSURE , 800W X 2200H X 400D | SET | ZELC | Not ordered | 10301729 | 10301729
EM12 | 10301734 | NO | M | TBPTB0050 | Fixed bridge - FBI 10-8, (0203263) | EA | ZELC | Not ordered | 10301734 | 10301734
EM12 | 10301735 | NO | M | TBPTB0049 | Fixed bridge - FBRI 10-8 N, (2772080) | EA | ZELC | Not ordered | 10301735 | 10301735
EM11 | 10301736 | NO | M | EIELA0394 | FIXED LOWER VENTILATOR,3M,300MM x 0.7MM, | EA | ZELC | Not ordered | 10301736 | 10301736
EM11 | 10301737 | NO | M | EIEEQ0390 | Flowserve Simplex Transformer Sump Pit P | EA | ZELC | Not ordered | 10301737 | 10301737
EM21 | 10301739 | NO | M | EIEEQ0388 | Grundfos Simplex Water Booster WBP-01 | SET | ZELC | Not ordered | 10301739 | 10301739
EM21 | 10301740 | NO | M | EIEEQ0387 | Grundfos Simplex Water PUMP WTP-01 | SET | ZELC | Not ordered | 10301740 | 10301740
EM12 | 10301741 | NO | M | MKTBM0025 | Marker for Terminal Block (1 - 10) | EA | ZELC | Not ordered | 10301741 | 10301741
EM12 | 10301742 | NO | M | MKTBM0026 | Marker for Terminal Block (11 - 20) | EA | ZELC | Not ordered | 10301742 | 10301742
EM12 | 10301743 | NO | M | MKTBM0027 | Marker for Terminal Block (21 - 30) | EA | ZELC | Not ordered | 10301743 | 10301743
EM12 | 10301744 | NO | M | MKTBM0028 | Marker for Terminal Block (31 - 40) | EA | ZELC | Not ordered | 10301744 | 10301744
EM12 | 10301745 | NO | M | MKTBM0029 | Marker for Terminal Block (41 - 50) | EA | ZELC | Not ordered | 10301745 | 10301745
EM12 | 10301746 | NO | M | MKTBM0030 | Marker for Terminal Block (51 - 60) | EA | ZELC | Not ordered | 10301746 | 10301746
EM12 | 10301747 | NO | M | MKTBM0031 | Marker for Terminal Block (61 - 70) | EA | ZELC | Not ordered | 10301747 | 10301747
EM12 | 10301748 | NO | M | MKTBM0032 | Marker for Terminal Block (71 - 80) | EA | ZELC | Not ordered | 10301748 | 10301748
EM12 | 10301749 | NO | M | MKTBM0033 | Marker for Terminal Block (81 - 90) | EA | ZELC | Not ordered | 10301749 | 10301749
EM12 | 10301750 | NO | M | MKTBM0034 | Marker for Terminal Block (91 - 100) | EA | ZELC | Not ordered | 10301750 | 10301750
EM09 | 10301752 | NO | M | EIMCB0104 | MCB, 2P, 16A, 220VAC, P/N. 553072, GE | EA | ZELC | Not ordered | 10301752 | 10301752
EM09 | 10301753 | NO | M | EIMCB0103 | MCB, 1P, 1A, 220VAC, P/N. 553046 | EA | ZELC | Not ordered | 10301753 | 10301753
EM09 | 10301754 | NO | M | EIMCB0058 | MCB, 2P 10A 125VDC , 553327 | EA | ZELC | Not ordered | 10301754 | 10301754
EM09 | 10301755 | NO | M | EIMCB0093 | MCB, 2P, 16A ,220VAC,553072 | EA | ZELC | Not ordered | 10301755 | 10301755
EM09 | 10301756 | X | M | EIMCB0088 | MCB with Auxiliary Contact | SET | ZELC | Not ordered | 10301756 | 10301756
EM11 | 10301757 | NO | M | GDCAL0117 | Model D1-4,Dry CONT. MODU.975-041402-000 | EA | ZELC | Not ordered | 10301757 | 10301757
EM11 | 10301759 | NO | M | EILSY0072 | Operational Spare Parts for DSM System | EA | ZELC | Not ordered | NO | NO
EM11 | 10301760 | NO | M | EIPAR0001 | Optional: Spare Parts for Qatar Road 20% | EA | ZELC | Not ordered | NO | NO
EM11 | 10301761 | NO | M | MIINS0720 | O-RING, P/N: 000422 | EA | ZELC | Not ordered | 10301761 | 10301761
EM12 | 10301762 | NO | M | CLRAF0182 | OTTA 6-T P/P 0790462 | EA | ZELC | Not ordered | 10301762 | 10301762
EM11 | 10301763 | NO | M | TLTLS1386 | PHASE ROTATION INDICATOR, FLUKE - 9040 | EA | ZELC | Not ordered | 10301763 | 10301763
EM12 | 10301764 | NO | M | TBPTB0045 | Phoenix, Metallic Solid Link.EB2-OTTA6, | EA | ZELC | Not ordered | 10301764 | 10301764
EM23 | 10301765 | NO | M | EIEEQ0210 | Power Supply 24VDC -975-724012-110 | EA | ZELC | Not ordered | 10301765 | 10301765
EM12 | 10301767 | NO | M | EILSY0365 | PUSH BUTTON NC CONTACTS, TYPE: PL004001 | EA | ZELC | Not ordered | 10301767 | 10301767
EM12 | 10301768 | NO | M | EILSY0364 | PUSH BUTTON NO CONTACTS, TYPE: PL004002 | EA | ZELC | Not ordered | 10301768 | 10301768
EM22 | 10301769 | NO | M | EIPNL0042 | Rack and Panel Mounted,RK002-36-2-2 | EA | ZELC | Not ordered | 10301769 | 10301769
EM11 | 10301770 | NO | M | EISGM0083 | SELECTOR SWITCH- 2 POSITION, PSLB8D2 | EA | ZELC | Not ordered | 10301770 | 10301770
EM11 | 10301771 | NO | M | EMPNA0018 | SK OUTLET FILTER FOR 3243/44/45 | EA | ZELC | Not ordered | 10301771 | 10301771
EM11 | 10301772 | NO | M | BTPAR0001 | Spare Parts for Battery Bank | SET | ZELC | Not ordered | NO | NO
EM11 | 10301773 | NO | M | EIELM0002 | SPARES FOR MV 7 MVAR CAPACITOR BANK | SET | ZELC | Not ordered | NO | NO
EM11 | 10301775 | NO | M | EIPNL0018 | SUPPLY OF SPARE PARTS FOR CONTROL | SET | ZELC | Not ordered | NO | NO
EM11 | 10301776 | NO | M | EIPNL0019 | SUPPLY OF SUBSTATION AUTOMATION | SET | ZELC | Not ordered | 10301776 | 10301776
EM30 | 10301777 | NO | M | GDELM0565 | Tag Number(s):LT-3251 | EA | ZELC | Not ordered | 10301777 | 10301777
EM30 | 10301778 | NO | M | GDELM0567 | Tag Number(s):LT-3252 | EA | ZELC | Not ordered | 10301778 | 10301778
EM30 | 10301779 | NO | M | GDELM0569 | Tag Number(s):LT-3361 | EA | ZELC | Not ordered | 10301779 | 10301779
EM30 | 10301780 | NO | M | GDELM0566 | Tag Number(s):LT-3381, LT-3151, LT-3351 | EA | ZELC | Not ordered | 10301780 | 10301780
EM30 | 10301781 | NO | M | GDELM0570 | Tag Number(s):LT-3610 | EA | ZELC | Not ordered | 10301781 | 10301781
EM30 | 10301782 | NO | M | GDELM0568 | Tag Number(s):LT-7703 | EA | ZELC | Not ordered | 10301782 | 10301782
EM34 | 10301783 | NO | M | EITRD0002 | TAP Changer Transducer - VR400RT-153 | EA | ZELC | Not ordered | 10301783 | 10301783
EM34 | 10301784 | NO | M | EMTRD0036 | Temperature Transducer - VR400RT-153 | EA | ZELC | Not ordered | 10301784 | 10301784
EM22 | 10301785 | NO | M | EIPNA0001 | TS COVER FOR BAYING (TOP) MODIFIED | EA | ZELC | Not ordered | 10301785 | 10301785
EM22 | 10301786 | NO | M | EIPNA0002 | TS COVER FOR BAYING (TOP) MODIFIED | EA | ZELC | Not ordered | 10301786 | 10301786
EM22 | 10301787 | NO | M | EIPNL0049 | TS SIDE PANEL H x D: 2200 x 800 | EA | ZELC | Not ordered | 10301787 | 10301787
EM22 | 10301788 | NO | M | EIPNL0048 | TS SIDE PANEL WITH 2200HX400D | EA | ZELC | Not ordered | 10301788 | 10301788
EM11 | 10301790 | NO | M | EMRTU0028 | D25 ENCLOSURE, TYPE 011 | EA | ZELC | Not ordered | 10301790 | NO
EM11 | 10301791 | NO | M | CBCNR0034-B | GROUNDING JUMPER 50Sqmm | EA | ZELC | Not ordered | 10301791 | 10301791
EM30 | 10301794 | NO | M | EICAF0185-B | BRACKET ARM 1200mm | EA | ZELC | Not ordered | 10301794 | 10301794
EM11 | 10301795 | NO | M | EITRS0009 | Spare Parts for 33 KV SWGR | EA | ZELC | Not ordered | 10301795 | 10301795
EM12 | 10301796 | NO | M | TBTBM0017 | D-OTTA 6, END COVER - P/N# 0790417 | EA | ZELC | Not ordered | 10301796 | 10301796
EM12 | 10301797 | NO | M | TBTBM0016 | OTTA 6,, TERMINAL BLOCK - PN# 0790433 | EA | ZELC | Not ordered | 10301797 | 10301797
EM12 | 10301799 | NO | M | TBTBM0015 | UK 4-T,DISCONNECT TERMINAL BLOCK,PHOENIX | EA | ZELC | Not ordered | 10301799 | 10301799
EM11 | 10301800 | NO | M | CLRAF0187 | ANNUNCIATOR 94 WINDOWS,RTK | EA | ZELC | Not ordered | 10301800 | 10301800
EM23 | 10301801 | NO | M | CLRAF0194 | DUAL REDUNDANT POWER SUPPLY | EA | ZELC | Not ordered | 10301801 | 10301801
EM11 | 10301802 | NO | M | EIEEQ0391 | SEL-2440, P/N-# 24402H12A1A11841 | EA | ZELC | Not ordered | 10301802 | 10301802
EM11 | 10301804 | NO | M | EISGM0082 | SELECTOR SWITCH, TYPE : M2SS1-10B | EA | ZELC | Not ordered | 10301804 | 10301804
ITM5 | 10301810 | NO | M | ITELM0001 | Finger Print Time attendance Machine | EA | ZELC | Not ordered | 10301810 | 10301810
EM24 | 10301811 | NO | M | EIRLY0017 | Contact Multiplication Auxiliary Relay | EA | ZELC | Not ordered | 10301811 | 10301811
EM12 | 10301812 | NO | M | MKTBM0005 | Marker "FS" Type from 1-50, 0473560001 | EA | ZELC | Not ordered | 10301812 | 10301812
EM23 | 10301813 | NO | M | EIPWS0028 | POWER SUPPLY, PRO MAX 480W,48V,10A | EA | ZELC | Not ordered | 10301813 | 10301813
EM22 | 10301814 | NO | M | TBWTB0094 | HDC enclosures, Side-locking clamp | EA | ZELC | Not ordered | 10301814 | 10301814
EM11 | 10301815 | NO | M | TBWTB0093 | HDC insert, Female, Crimp connection | EA | ZELC | Not ordered | 10301815 | 10301815
EM22 | 10301816 | NO | M | TBWTB0092 | HDC enclosures, Side-locking clamp | EA | ZELC | Not ordered | 10301816 | 10301816
EM11 | 10301817 | NO | M | TBWTB0091 | HDC insert,Male,Crimp connection | EA | ZELC | Not ordered | 10301817 | 10301817
EM11 | 10301818 | NO | M | TBWTB0096 | Crimp Contact (LCC/SNCH Trolley side) | EA | ZELC | Not ordered | 10301818 | 10301818
EM11 | 10301819 | NO | M | TBWTB0095 | Crimp Contact (Cable side) | EA | ZELC | Not ordered | 10301819 | 10301819
EM11 | 10301828 | NO | M | TBPTB0058 | W- Series, End Bracket, TYPE: WEW 35/2 | EA | ZELC | Not ordered | 10301828 | 10301828
EM12 | 10301829 | NO | M | EICON3145 | WEIDMULLER, Terminal block | EA | ZELC | Not ordered | 10301829 | 10301829
EM11 | 10301831 | NO | M | EMELM0036 | DISCREPANCY CONTROL SWITCH | EA | ZELC | Not ordered | 10301831 | 10301831
EM11 | 10301835 | NO | M | EISGM0039 | Disconnect Switch; 400V, 400A | EA | ZELC | Not ordered | 10301835 | 10301835
EM19 | 10301840 | NO | M | OSOFC0807 | 20 WATTS FLOURESCENT LAMP | EA | ZELC | Not ordered | 10301840 | 10301840
EM19 | 10301841 | NO | M | OSOFC0806 | 40 WATTS FLOURESCENT LAMP (BIG) | EA | ZELC | Not ordered | 10301841 | 10301841
EM19 | 10301842 | NO | M | GDPRT0188 | Amber Indicator Light PN# 284-400000-000 | EA | ZELC | Not ordered | 10301842 | 10301842
EM11 | 10301843 | NO | M | CBCNR0078 | Cable Lugs - 630 Sq.mm. 2 hole | EA | ZELC | Not ordered | 10301843 | 10301843
EM21 | 10301845 | NO | M | ECELM0016 | ECU Contoller for Generator | EA | ZELC | Not ordered | 10301845 | 10301845
EM11 | 10301846 | NO | M | CNCON0212 | Exhaust Fan - Size: 20cm, 110V | EA | ZELC | Not ordered | 10301846 | 10301846
EM19 | 10301848 | NO | M | EIACC0618 | INDICATION LIGHT GREEN 24V DC | EA | ZELC | Not ordered | 10301848 | 10301848
EM19 | 10301849 | NO | M | EICON3500 | INSULATION KIT RAYCHEM 1CX630 SQMM | EA | ZELC | Not ordered | 10301849 | 10301849
EM19 | 10301850 | NO | M | EILSY0301 | Lamp Choke 250W,15 Amps, 220V, Make: RAM | EA | ZELC | Not ordered | 10301850 | 10301850
CM02 | 10301853 | NO | M | MIACC0120 | Yellow cable marker number A to Z and 0 | EA | ZELC | Not ordered | 10301853 | 10301853
ITM1 | 10301854 | X | M | SVFEE0053-A | CAT 6 UTO Cable | M | ZELC | Not ordered | NO | NO
ITM1 | 10301855 | X | M | SVFEE0053-B | Electrical Box and Cables | EA | ZELC | Not ordered | NO | NO
EM08 | 10301857 | NO | M | EIEND0001 | Tele Protection System-Sub Contract | % | ZELC | Not ordered | 10301857 | 10301857
ZE14 | 10301860 | NO | M | EICON3504 | FT Switch, ABB, style No. 774B430G22 | EA | ZELC | Not ordered | 10301860 | NO
EM24 | 10301861 | NO | M | EIRLY0036 | Feeder Management Relay, Model : P142 | EA | ZELC | Not ordered | 10301861 | NO
ZE14 | 10301862 | NO | M | EIRLY0037 | Tripping & Auxiliary Relay, MVAA11 | EA | ZELC | Not ordered | 10301862 | NO
EM24 | 10301863 | NO | M | EIRLY0039 | BusBar Supervision Relay, Model : MVTP11 | EA | ZELC | Not ordered | 10301863 | NO
ZV02 | 10301870 | NO | M | TETLE0003 | 100 KV AUTO LAB BASED OIL TEST SET | EA | ZELC | Not ordered | 10301870 | 10301870
EM11 | 10301880 | NO | M | CBCNR0081 | PVC CABLE GLAND 2",PG48,POLYAMIDE | EA | ZELC | Not ordered | 10301880 | 10301880
EM11 | 10301887 | NO | M | EIACC1359 | CONNECTOR - 4"LIQUID TIGHT STRAIGHT, | EA | ZELC | Not ordered | 10301887 | 10301887
EM15 | 10301888 | NO | M | EICAF6008 | CONDUIT - LIQUID TIGHT FLEXIBLE, 4" | M | ZELC | Not ordered | 10301888 | 10301888
EM11 | 10301889 | NO | M | EMELM0040 | TAP POSITION INDICATOR, 10-3OHM,MCO ELEC | EA | ZELC | Not ordered | 10301889 | 10301889
EM22 | 10301891 | NO | M | MIPNA0038 | Gland Plate - Size: 660 x 660 x 3T | EA | ZELC | Not ordered | 10301891 | 10301891
EM11 | 10301892 | NO | M | SHSOE0008 | APPLICATION A059 & A068,SAB5523/02, G.E. | EA | ZELC | Not ordered | 10301892 | 10301892
EM11 | 10301894 | NO | M | EISGR0012 | AC Power Socket Outlet - Wall Mounted 2 | EA | ZELC | Not ordered | 10301894 | 10301894
EM07 | 10301895 | NO | M | EITCM0009 | Copper Insulated Wire for Motor Winding, | M | ZELC | Not ordered | 10301895 | 10301895
EM11 | 10301897 | NO | M | EITCM0011 | BINDING THREAD FOR MOTOR WINDG, 2 MM, | ROL | ZELC | Not ordered | 10301897 | 10301897
EM11 | 10301898 | NO | M | EITCM0013 | COTTON TAPE, 1" | ROL | ZELC | Not ordered | 10301898 | 10301898
EM11 | 10301899 | NO | M | EITCM0014 | NOMEX INSULATING PAPER, 20MM | ROL | ZELC | Not ordered | 10301899 | 10301899
EM11 | 10301900 | NO | M | EITCM0015 | NOMEX INSULATING PAPER, 15MM | ROL | ZELC | Not ordered | 10301900 | 10301900
EM11 | 10301901 | NO | M | EITCM0016 | GREEN PRESSPAHN INSULATING PAPER FOR SEP | ROL | ZELC | Not ordered | 10301901 | 10301901
EM11 | 10301902 | NO | M | EITCM0018 | SLEEVE 1.5 MM, FOR WINDING WIRE | ROL | ZELC | Not ordered | 10301902 | 10301902
EM11 | 10301903 | NO | M | EITCM0019 | SLEEVE 2.5 MM, FOR WINDING WIRE | ROL | ZELC | Not ordered | 10301903 | 10301903
EM11 | 10301904 | NO | M | EITCM0020 | SLEEVE 3 MM, FOR WINDING WIRES | ROL | ZELC | Not ordered | 10301904 | 10301904
EM11 | 10301905 | NO | M | EITCM0021 | SLEEVE 5 MM, FOR WINDING WIRES | ROL | ZELC | Not ordered | 10301905 | 10301905
EM11 | 10301906 | NO | M | EITCM0024 | MOTOR INSULATING VARNISH | L | ZELC | Not ordered | 10301906 | 10301906
EM09 | 10301907 | NO | M | TEEQP0079 | Circuit Breaker 150 Amps (LS-MCCB), 3 Po | EA | ZELC | Not ordered | 10301907 | 10301907
EM07 | 10301908 | NO | M | EICAW0923 | FiIBER OPTIC CABLE, SINGLE-MODE | M | ZELC | Not ordered | 10301908 | 10301908
EM30 | 10301909 | NO | M | EIACC0261 | Plug Male & Female - Industrial Type | SET | ZELC | Not ordered | 10301909 | 10301909
EM07 | 10301911 | NO | M | CBCAW0537 | Instrument Cable 1Px1.5mm2 XLPE/PVC/SWA: | M | ZELC | Not ordered | 10301911 | 10301911
EM30 | 10301913 | NO | M | EICAF6010 | 90MM x 90 DEG BEND | EA | ZELC | Not ordered | 10301913 | 10301913
EM30 | 10301914 | NO | M | CNCON0861 | GLUE FOR PVC (KIN) | EA | ZELC | Not ordered | 10301914 | 10301914
EM07 | 10301915 | NO | M | CBCAW0087 | Wire THHN, 1C x 8 AWG, Green color | RL | ZELC | Not ordered | 10301915 | NO
EM11 | 10301916 | X | M | EMDTT0001 | D20 P COMMON2A 305, PN # SBB0008/00 | EA | ZELC | Not ordered | 10301916 | NO
EM07 | 10301919 | NO | M | CBCAW0781 | GROUNDINGCABLE,1CX240SQMM, | M | ZELC | Not ordered | 10301919 | 10301919
EM07 | 10301921 | NO | M | CBCAW0783 | POWERCABLE,3Cx4MM2,UN-ARMORED, | M | ZELC | Not ordered | 10301921 | 10301921
EM07 | 10301923 | NO | M | CBCAW0785 | CABLE,1CX300/300MM2CO-AXIALBONDING | M | ZELC | Not ordered | 10301923 | 10301923
EM11 | 10301925 | NO | M | CBCNR0082 | TREFOILCABLENON-MAGNETICCLAMP;68MM | EA | ZELC | Not ordered | 10301925 | 10301925
EM11 | 10301928 | NO | M | EICNR0032 | 4HOLELUGNEMAPADFOR1CX630SQ.MM | EA | ZELC | Not ordered | 10301928 | 10301928
EM11 | 10301929 | NO | M | EICON3539 | TENSIONWIRE4.5MMDIA,GALVANIZED | M | ZELC | Not ordered | NO | NO
EM11 | 10301930 | NO | M | EICON3540 | CORNER/STRAININGPOSTw/ACCS. | EA | ZELC | Not ordered | NO | NO
EM11 | 10301931 | NO | M | EICON3541 | ENDPOSTwithaccessories | EA | ZELC | Not ordered | NO | NO
EM11 | 10301932 | NO | M | EICON3543 | InsulatedCover,Mod:PS.TP1-I,SWITCH | EA | ZELC | Not ordered | 10301932 | 10301932
EM11 | 10301933 | NO | M | EICON3544 | InsulatedCover,Switches-Mod:PS.TP2-I | EA | ZELC | Not ordered | 10301933 | 10301933
EM11 | 10301934 | NO | M | EICON3545 | SSSteelCover,Switches-Mod:PS.SS1 | EA | ZELC | Not ordered | 10301934 | 10301934
EM11 | 10301935 | NO | M | EICON3546 | SSSteelCover,Switches-Mod:PS.SS2 | EA | ZELC | Not ordered | 10301935 | 10301935
EM11 | 10301936 | NO | M | EICON3547 | 230V20AFlushMoun.Recep.-PS.5862-AI | EA | ZELC | Not ordered | 10301936 | 10301936
EM11 | 10301937 | NO | M | EICON3548 | InsulatedtypeReceptaclesIvory | EA | ZELC | Not ordered | 10301937 | 10301937
EM11 | 10301938 | NO | M | EICON3549 | FlushMountedReceptacle-PS.2097-I | EA | ZELC | Not ordered | 10301938 | 10301938
EM11 | 10301939 | NO | M | EICON3550 | WeatherProofCoverMod:PS.3723-FS | EA | ZELC | Not ordered | 10301939 | 10301939
EM11 | 10301940 | NO | M | EICON3551 | PushButton"GREEN"SCHNEIDERXB4BA42 | EA | ZELC | Not ordered | 10301940 | 10301940
EM11 | 10301941 | NO | M | EICON3552 | PushButton"RED"SCHNEIDERXB4BA31 | EA | ZELC | Not ordered | 10301941 | 10301941
EM11 | 10301942 | NO | M | EICON3553 | WeatherProofCoverMod:PS.CA26-GV | EA | ZELC | Not ordered | 10301942 | 10301942
EM11 | 10301943 | NO | M | EICON3554 | WeatherProofCover,RACO-5180 | EA | ZELC | Not ordered | 10301943 | 10301943
EM11 | 10301944 | NO | M | EICON3555 | DummyBlankPlates,RACO-752RACO8752-5 | EA | ZELC | Not ordered | 10301944 | 10301944
EM11 | 10301945 | NO | M | EICON3556 | 4X2inchExtensionRingPlates,RACO-775 | EA | ZELC | Not ordered | 10301945 | 10301945
EM11 | 10301946 | NO | M | EICON3557 | 4X4inchExtnRingPlatesRACO-779 | EA | ZELC | Not ordered | 10301946 | 10301946
EM11 | 10301947 | NO | M | EICON3558 | 4X2inchExtensionRingPlate,RACO-772 | EA | ZELC | Not ordered | 10301947 | 10301947
EM11 | 10301948 | NO | M | EICON3559 | 4X4inchExtensionRingPlate,RACO-778 | EA | ZELC | Not ordered | 10301948 | 10301948
EM09 | 10301950 | NO | M | EISGM0085 | 20AACSWITCH,MODEL:PS.20AC1-I | EA | ZELC | Not ordered | 10301950 | 10301950
EM09 | 10301951 | NO | M | EISGM0086 | 20AACSWITCH-2WAY,IVORY,PS.20AC3-I | EA | ZELC | Not ordered | 10301951 | 10301951
EM09 | 10301952 | NO | M | EISGM0087 | 20AACSWITCH-4WAYIVORY,PS.20AC4-I | EA | ZELC | Not ordered | 10301952 | 10301952
EM12 | 10301953 | NO | M | TBPTB0061 | TERMINALBLOCK,USST4-MT,PHOENIX | EA | ZELC | Not ordered | 10301953 | 10301953
EM12 | 10301954 | NO | M | TBPTB0062 | Cover,End2.2MM2Grey-3070304/ENDPLATE,USS | EA | ZELC | Not ordered | 10301954 | 10301954
EM12 | 10301955 | NO | M | TBPTB0063 | STOPPER,ENDBADL-CLIPFIX35/ENDSTOPPER,USS | EA | ZELC | Not ordered | 10301955 | 10301955
EM12 | 10301956 | NO | M | TBWTB0097 | UnicardSheets,ForLabellingTBs-UC-TM6/TB' | EA | ZELC | Not ordered | 10301956 | 10301956
EM08 | 10301958 | X | M | EIMCB0063 | dh | EA | ZELC | Not ordered | NO | NO
EM11 | 10302132 | NO | M | EICAF0235 | BrassCableGland,D/COMP.Cable3/C-16mm2 | EA | ZELC | Not ordered | 10302132 | NO
EM34 | 10302133 | NO | M | EICAF0283 | DCTransducer-957195/Model-30AAU/009B | EA | ZELC | Not ordered | 10302133 | NO
EM34 | 10302134 | NO | M | EICAF0284 | DCTransducer-125VMOD-3DAAU | EA | ZELC | Not ordered | 10302134 | NO
EM24 | 10302135 | NO | M | EICAF0295 | ControlRelay,2NO-2NC,Make:Siemens | EA | ZELC | Not ordered | 10302135 | NO
EM22 | 10302136 | NO | M | EICAF0436 | AssembledPanel-SingleDoor | EA | ZELC | Not ordered | 10302136 | NO
EM12 | 10302137 | NO | M | EICAF0530 | ContactBlock-LAIKN31 | EA | ZELC | Not ordered | 10302137 | NO
EM11 | 10302138 | NO | M | EICAF0842 | CableGland-Size:1-1/2"SS(Small) | EA | ZELC | Not ordered | 10302138 | NO
MM07 | 10302139 | NO | M | EICAF1358 | LiquidTightConnector-Size:1" | EA | ZELC | Not ordered | 10302139 | NO
EM11 | 10302140 | NO | M | EICAW0984 | CableglandsM20 | EA | ZELC | Not ordered | 10302140 | NO
EM11 | 10302141 | NO | M | EICON0186 | InsulatedGroundBushing-Size"3" | EA | ZELC | Not ordered | 10302141 | NO
EM11 | 10302142 | NO | M | EICON0747 | CableLugs-Size:240Sqmm,1hole | EA | ZELC | Not ordered | 10302142 | NO
EM11 | 10302143 | NO | M | EICON0756 | CableLugs-Size:120 | EA | ZELC | Not ordered | 10302143 | NO
EM11 | 10302144 | NO | M | EICON0771 | CableLugs-Size:2CU-330m2-Big-4H | EA | ZELC | Not ordered | 10302144 | NO
EM11 | 10302145 | NO | M | EICON1451 | LocalRemoteSwitch-Big | EA | ZELC | Not ordered | 10302145 | NO
EM09 | 10302146 | NO | M | EITCM0023 | MCB20Amp&30Amp(CuttlerHammer) | EA | ZELC | Not ordered | 10302146 | NO
EM11 | 10302147 | X | M | EMMCM0004 | D-20ASSY.GEPartNo.680-0014 | EA | ZELC | Not ordered | 10302147 | NO
EM24 | 10302148 | NO | M | EMRCP0001 | ContactorRelay,Latch4Pole,2NO+2NC | EA | ZELC | Not ordered | 10302148 | NO
EM11 | 10302149 | X | M | EMRTU0008 | EppromSAB1076-02(U50.U54,U47&U41) | EA | ZELC | Not ordered | 10302149 | NO
EM11 | 10302150 | NO | M | EMRTU0016 | DigitalTeleprotectionTerminalMicropr. | EA | ZELC | Not ordered | 10302150 | NO
EM11 | 10302151 | X | M | EMRTU0024 | EmptyBootROMforD25 | EA | ZELC | Not ordered | 10302151 | NO
EM11 | 10302152 | NO | M | EMRTU0025 | StatusAdapter | EA | ZELC | Not ordered | 10302152 | NO
EM11 | 10302153 | X | M | EMRTU0037 | EppromSAE0032.00Harris | EA | ZELC | Not ordered | 10302153 | NO
EM22 | 10302154 | X | M | EMRTU0044 | D25RTUforDFRDemo(SN#D25-000400toD25-0004 | EA | ZELC | Not ordered | 10302154 | NO
EM11 | 10302155 | NO | M | EMRTU0066 | LAND&GYRCard | EA | ZELC | Not ordered | 10302155 | NO
EM11 | 10302156 | NO | M | EMRTU0090 | AngularBayingBracket,PN#PS4582 | EA | ZELC | Not ordered | 10302156 | NO
EM11 | 10302157 | NO | M | EMRTU0180 | TeleneticModemCard(0053-0516-00110) | EA | ZELC | Not ordered | 10302157 | NO
EM11 | 10302158 | NO | M | EMRTU0181 | MotorolaModem | EA | ZELC | Not ordered | 10302158 | NO
EM11 | 10302159 | NO | M | EMRTU0194 | GlobalMemoryPowerSupply | EA | ZELC | Not ordered | 10302159 | NO
EM11 | 10302160 | NO | M | EMRTU0196 | ControlTrouble-PN#597-0100 | EA | ZELC | Not ordered | 10302160 | NO
EM11 | 10302161 | NO | M | EMRTU0208 | ShamsFlourCentFixtures | EA | ZELC | Not ordered | 10302161 | NO
MM07 | 10302162 | NO | M | MICAF0279 | LiquidTightStaightConnectorSize:2" | EA | ZELC | Not ordered | 10302162 | NO
MM25 | 10302164 | NO | M | TLTLS0443 | Rectifier | EA | ZELC | Not ordered | 10302164 | NO
EM07 | 10302165 | NO | M | EMRTU0200 | WIRE,18AWG91100-297 | RL | ZELC | Not ordered | 10302165 | NO
EM07 | 10302166 | NO | M | EMRTU0201 | WIRE,18AWG91100-298 | RL | ZELC | Not ordered | 10302166 | NO
EM07 | 10302167 | NO | M | EICAW0422 | LVPowerCable3/C-95mm2,CU,XLPE | M | ZELC | Not ordered | 10302167 | NO
EM07 | 10302168 | NO | M | EICAW0442 | LVPowerCable3/C-4mm2,CU,XLPE,1.0KV | M | ZELC | Not ordered | 10302168 | NO
EM07 | 10302169 | NO | M | EICAW0443 | LVPowerCable2/C-4mm2,CUXLPE,1.0KV | M | ZELC | Not ordered | 10302169 | NO
EM07 | 10302170 | NO | M | EICAW0444 | ControlCables,7/C-4mm2,CU,XLPE,1.0KV | M | ZELC | Not ordered | 10302170 | NO
EM30 | 10302171 | NO | M | EICON0006 | FerruleTube(HeatShrinkable)2.0mm | RL | ZELC | Not ordered | 10302171 | NO
EM30 | 10302172 | NO | M | EICON2071 | SelfBondingElect.RubberTape,Scotch | RL | ZELC | Not ordered | 10302172 | NO
EM30 | 10302173 | NO | M | EICON2979 | FerruleTube,2.5mm,White,HeatShrinkable | RL | ZELC | Not ordered | 10302173 | NO
EM07 | 10302174 | NO | M | EICAW0689 | Cable-Size:12Px1mm2 | M | ZELC | Not ordered | 10302174 | NO
EM24 | 10302175 | NO | M | CLRAF0109 | RELAY-MVAX12R1CB0757A | EA | ZELC | Not ordered | 10302175 | NO
EM24 | 10302176 | NO | M | CLRAF0125 | RELAY-MVAA11R1EA0766C | EA | ZELC | Not ordered | 10302176 | NO
EM24 | 10302177 | NO | M | CLRAF0132 | RELAY-MVTT14R1YB0751E | EA | ZELC | Not ordered | 10302177 | NO
EM24 | 10302178 | NO | M | CLRAF0153 | RelayMVAJ101RA0802A | EA | ZELC | Not ordered | 10302178 | NO
EM24 | 10302179 | NO | M | CLRAF0155 | RelayMMLG02R1AA0001E | EA | ZELC | Not ordered | 10302179 | NO
EM24 | 10302180 | X | M | CLRAF0157 | RelayP591602A0M0200B | EA | ZELC | Not ordered | 10302180 | NO
EM24 | 10302181 | NO | M | CLRAF0158 | RelayP14291NC7M0500J | EA | ZELC | Not ordered | 10302181 | NO
EM24 | 10302182 | NO | M | CLRAF0161 | RelayMVAJ0105RA0802A | EA | ZELC | Not ordered | 10302182 | NO
EM24 | 10302183 | NO | M | CLRAF0162 | RELAY-MVAJ104RB0802A | EA | ZELC | Not ordered | 10302183 | NO
EM24 | 10302184 | NO | M | CLRAF0164 | RELAY-MVTP31V1CB0751E | EA | ZELC | Not ordered | 10302184 | NO
EM24 | 10302185 | NO | M | CLRAF0166 | RELAY-P54691NL7M0760M | EA | ZELC | Not ordered | 10302185 | NO
EM24 | 10302186 | NO | M | CLRAF0178 | RelayMVAA11R1CS0783C | EA | ZELC | Not ordered | 10302186 | NO
EM24 | 10302187 | NO | M | CLRAF0188 | DUALREDUNTPSUPRT-A/D-MH-60-24 | EA | ZELC | Not ordered | 10302187 | NO
EM24 | 10302188 | NO | M | CLRAF0190 | Relay-M233X2GUYSCAN0A | EA | ZELC | Not ordered | 10302188 | NO
EM24 | 10302189 | NO | M | CLRAF0191 | Relay-15MTX2H1NCLLLLRX | EA | ZELC | Not ordered | 10302189 | NO
EM24 | 10302190 | NO | M | CLRAF0200 | Relay-MVAA21R1BA753B | EA | ZELC | Not ordered | 10302190 | NO
EM24 | 10302191 | NO | M | CLRAF0202 | Relay-DPT201-401 | EA | ZELC | Not ordered | 10302191 | NO
EM24 | 10302192 | NO | M | CLRAF0203 | Relay-ProgrammingKitforN42series | EA | ZELC | Not ordered | 10302192 | NO
EM24 | 10302193 | NO | M | CLRAF0210 | Relay-MVAA21R1BA0793A | EA | ZELC | Not ordered | 10302193 | NO
EM24 | 10302194 | NO | M | CLRAF0211 | Relay-MVAA11R1CS1033C | EA | ZELC | Not ordered | 10302194 | NO
EM24 | 10302195 | NO | M | CLRAF0212 | Relay-MVAJ054RB0802B | EA | ZELC | Not ordered | 10302195 | NO
EM24 | 10302196 | NO | M | CLRAF0213 | Relay-MVAA11R1EA0785C | EA | ZELC | Not ordered | 10302196 | NO
EM11 | 10302197 | NO | M | CLRAF0231 | METER,DP201-201 | EA | ZELC | Not ordered | 10302197 | NO
EM11 | 10302198 | NO | M | CLRAF0240 | METROSEAL-PNZB9411015 | EA | ZELC | Not ordered | 10302198 | NO
EM11 | 10302199 | NO | M | CLRAF0241 | METROSEAL-PNZB9411571 | EA | ZELC | Not ordered | 10302199 | NO
EM11 | 10302200 | NO | M | CLRAF0242 | METROSEAL-PNZB9411016 | EA | ZELC | Not ordered | 10302200 | NO
EM11 | 10302201 | NO | M | CLRAF0243 | METROSEAL-PNZB9411570 | EA | ZELC | Not ordered | 10302201 | NO
EM24 | 10302202 | NO | M | CLRAF0244 | RELAYD60-TC3-HKH-F8L-H6A-M6T-P67-UXXW6A | EA | ZELC | Not ordered | 10302202 | NO
EM24 | 10302203 | NO | M | CLRAF0245 | RELAYMVAJ204TA0806A | EA | ZELC | Not ordered | 10302203 | NO
EM24 | 10302204 | NO | M | CLRAF0246 | Relay-MVAA21R1BA0791A | EA | ZELC | Not ordered | 10302204 | NO
EM24 | 10302217 | NO | M | EIELA0052 | RelayBase#0292WZ | EA | ZELC | Not ordered | 10302217 | 10302217
EM11 | 10302218 | NO | M | MIINS0674 | SpareParts:MISISChannelPCB:Connectors2,5 | EA | ZELC | Not ordered | 10302218 | 10302218
EM11 | 10302221 | NO | M | MICON1341 | Submersiblewaterpump | EA | ZELC | Not ordered | 10302221 | 10302221
EM30 | 10302222 | NO | M | CNCON0839 | FrontCoverofZamilWindowAirCondioner | EA | ZELC | Not ordered | 10302222 | 10302222
MM29 | 10302225 | NO | M | MWPAR0017 | ALTERNATORASSY | EA | ZELC | Not ordered | 10302225 | 10302225
EM23 | 10302226 | NO | M | EITRS0007 | ServicestationTransformer 500KVA13.8/0.4 | EA | ZELC | Not ordered | NO | NO
EM23 | 10302227 | NO | M | EITRS0008 | Spare parts for Service station Xformer | EA | ZELC | Not ordered | NO | NO
EM30 | 10302229 | NO | M | EICON2067 | Electrical Tape - Color: Yellow (PVC) | RL | ZELC | Not ordered | 10302229 | 10302229
EM30 | 10302230 | NO | M | EICON2066 | Electrical Tape - Color: Red (PVC) | RL | ZELC | Not ordered | 10302230 | 10302230
EM30 | 10302231 | NO | M | EICON1511 | Electrical Tape - Color: Yellow/Green | RL | ZELC | Not ordered | NO | NO
EM16 | 10302233 | NO | M | NO | Perforated Cable Tray,GI - 300mmx50mx1.5 | M | ZELC | Not ordered | NO | NO
AM07 | 10302235 | NO | A | SCSAF0135 | High Voltage Electrical Gloves 20KV | PAA | ZELC | Not ordered | 10302235 | 10302235
EM30 | 10302236 | X | M | EIELA0395 | ENDSLEEVE,CEMBREITALYINS | EA | ZELC | Not ordered | NO | NO
EM30 | 10302237 | X | M | EICON3465 | HEATSHRINKABLETUBE25MM,YEL/GRN | M | ZELC | Not ordered | NO | NO
EM30 | 10302238 | X | M | EICON3143 | TaiwanNylonCableTiesBlack | PAC | ZELC | Not ordered | NO | NO
EM11 | 10302239 | X | M | TBWTB0079 | Ins.CodEndTerminal2.5mm,HT-TR-E2508 | EA | ZELC | Not ordered | NO | NO
EM11 | 10302241 | X | M | TBPTB0035 | CembreItalyHookBladeIns.Terminal | EA | ZELC | Not ordered | NO | NO
EM22 | 10302242 | NO | M | EMRTU0099 | GED25RTU20-60VDC,48V,48DIGITAL+ | EA | ZELC | Not ordered | 10302242 | 10302242
EM11 | 10302243 | X | M | TBPTB0035 | CambreItalyHookBladeIns.Terminal | EA | ZELC | Not ordered | NO | NO
EM30 | 10302244 | X | M | EICON3334 | TaiwanNylonCableTies11.5/8Black | PAC | ZELC | Not ordered | NO | NO
EM30 | 10302245 | X | M | MIACC0136 | HeatShrinkableTube25MMYellow/Green | RL | ZELC | Not ordered | NO | NO
EM30 | 10302254 | NO | M | EICNR0033 | 4 HOLE LUG FOR 1C X 400 SQ.MM CABLE NEMA | EA | ZELC | Not ordered | 10302254 | 10302254
EM30 | 10302255 | NO | M | EICNR0034 | 1 HOLE LUG FOR 1C X 400 SQ.MM CABLE, 14M | EA | ZELC | Not ordered | 10302255 | 10302255
EM30 | 10302256 | NO | M | EICNR0035 | 2 HOLE LUG FOR 3C X 240 SQ.MM CABLE, 14M | EA | ZELC | Not ordered | 10302256 | 10302256
EM30 | 10302257 | NO | M | EICNR0036 | 1 HOLE LUG FOR 3C X 240 SQ.MM CABLE | EA | ZELC | Not ordered | 10302257 | 10302257
EM11 | 10302258 | X | M | SCSAF0153 | High Voltage Electrical Gloves - Up to 2 | EA | ZELC | Not ordered | NO | NO
EM07 | 10302272 | NO | M | CBCAW0066 | GROUNDINGCABLEGREENINSULATED | M | ZELC | Not ordered | 10302272 | 10302272
EM11 | 10302273 | NO | M | EIACC0114 | SPRINGISOLATOR,SMB-C-750 | EA | ZELC | Not ordered | 10302273 | 10302273
EM11 | 10302274 | NO | M | EIACC0115 | SPRINGISOLATOR,SMB-C-1000 | EA | ZELC | Not ordered | 10302274 | 10302274
EM15 | 10302275 | NO | M | EIACC0410 | RGSTEEsize1"--Mfr.OzGedny,U.S.A | EA | ZELC | Not ordered | 10302275 | 10302275
EM15 | 10302276 | NO | M | EICAF0326 | UNISTRUTCHANNELHOTDIPGALV. | M | ZELC | Not ordered | 10302276 | 10302276
EM15 | 10302277 | NO | M | EICAF0935 | 1"RGSConduitBody-LB | EA | ZELC | Not ordered | 10302277 | 10302277
EM15 | 10302278 | NO | M | EICAF2558 | CONDUIT.RIGIDSTEELHOTDIPPED | M | ZELC | Not ordered | 10302278 | 10302278
EM15 | 10302279 | NO | M | EICAF2978 | CONNECTORSTRAIGHTMALETHREAD | EA | ZELC | Not ordered | 10302279 | 10302279
EM15 | 10302281 | NO | M | EICON2059 | CODUIT BODY LL - 1",Oz Gedny, U.S.A | EA | ZELC | Not ordered | 10302281 | 10302281
EM11 | 10302282 | NO | M | EILSY0372 | CONDUCTOR795MCM,26/7ACSR/AW,DRAKE | M | ZELC | Not ordered | 10302282 | 10302282
EM19 | 10302283 | X | M | EILSY0375 | METAL HALIDE LAMP 1000W,220V | EA | ZELC | Not ordered | NO | NO
EM30 | 10302286 | NO | M | CCACC0041 | ENGRAVING PLATE - 140mm X 40mm, Black | EA | ZELC | Not ordered | 10302286 | 10302286
EM30 | 10302289 | X | M | NO | ENGRAVING PLATE - 35mm X 17mm | EA | ZELC | Not ordered | NO | NO
EM30 | 10302290 | NO | M | EICON3333 | Tie-on cable labels printed on A4 Sheets | EA | ZELC | Not ordered | 10302290 | 10302290
EM11 | 10302292 | NO | M | EILSY0233 | METAL HALIDE LAMP 150W, 220V, OUTDOOR | EA | ZELC | Not ordered | 10302292 | 10302292
EM04 | 10302293 | NO | M | BTMSL0010 | BATTERY, HI-START, N 200, 12V, 200AH, | EA | ZELC | Not ordered | 10302293 | 10302293
EM07 | 10302313 | NO | M | CBCAW0793 | CABLE, 37C x 1.5 MM2, IEC 6050-1, | M | ZELC | Not ordered | 10302313 | 10302313
EM07 | 10302315 | NO | M | CBCAW0789 | CABLE, 7C x 1.5 MM2, IEC 6050-1, | M | ZELC | Not ordered | 10302315 | 10302315
EM30 | 10302317 | NO | M | EICON0060 | CABLE CLAMP, DIA 70 MM, (1CX630MM2) | EA | ZELC | Not ordered | NO | NO
EM30 | 10302318 | NO | M | EICON0064 | CABLE CLAMP, DIA 92 MM, NON FERROUS | EA | ZELC | Not ordered | NO | NO
IM03 | 10302320 | NO | M | CBCAW0767 | Cable 3Cx4mm2 CU/XLPS/SWA/PVC 600/1000V | M | ZELC | Not ordered | NO | NO
EM22 | 10302321 | NO | M | MIPNA0147 | TWIN CASTORS | SET | ZELC | Not ordered | 10302321 | 10302321
EM22 | 10302322 | NO | M | MIPNL0009 | DISTRIBUTORS RACK | EA | ZELC | Not ordered | 10302322 | 10302322
EM12 | 10302323 | NO | M | TBWTB0098 | TERMIN. BLOCK MARKER,1609930000,W/MULLER | EA | ZELC | Not ordered | NO | NO
EM12 | 10302324 | NO | M | TBWTB0099 | TERMIN. BLOCK MARKER,1635010000,W/MULLER | EA | ZELC | Not ordered | NO | NO
EM12 | 10302325 | NO | M | TBWTB0100 | TERMIN. BLOCK MARKER,1609870000,W/MULLER | EA | ZELC | Not ordered | NO | NO
EM11 | 10302331 | NO | M | CNPAR0001 | COMPRESSOR FOR FRIDGE - TOSHIBA | EA | ZELC | Not ordered | NO | NO
EM30 | 10302332 | NO | M | CNPAR0003 | FAN MOTOR, 110 V, (FRIDGE) | EA | ZELC | Not ordered | NO | NO
EM30 | 10302334 | NO | M | EICON0066 | CABLE CLAMP,DIA 66 MM,(1CX630MM2), NFRS | EA | ZELC | Not ordered | NO | NO
EM22 | 10302343 | NO | M | EIPNL0051 | ENCLOSURE, SS316,406 MM x 406 MM x 203MM | EA | ZELC | Not ordered | 10302343 | NO
EM22 | 10302344 | NO | M | MKCON0077 | ENGRAVING PLATE, 45 x 45 MM, WHITE TEXT | EA | ZELC | Not ordered | NO | NO
EM22 | 10302345 | NO | M | MKCON0078 | ENGRAVING PLATE, 70 x 30 MM, BLACK TEXT | EA | ZELC | Not ordered | NO | NO
EM22 | 10302347 | X | M | EIPNL0052 | MS SHELF RACK, 2M LENGTH x 1.5M WIDTH, | EA | ZELC | Not ordered | NO | NO
EM11 | 10302350 | NO | M | EICNR0039 | CABLE GLAND M32, BRASS NICKEL PLATED | EA | ZELC | Not ordered | 10302350 | NO
EM22 | 10302360 | X | M | MKCON0079 | INCOMING ARROW SYMBOL (ELECT. SYMBOL) | EA | ZELC | Not ordered | NO | NO
EM11 | 10302367 | NO | M | CBCAS0082 | TERMINATION KIT,ICx630 MM2, OUTDOOR TYPE | EA | ZELC | Not ordered | NO | NO
EM11 | 10302368 | NO | M | CBCAS0083 | TERMINATION KIT,CABLE 3Cx240 MM2, INDOOR | EA | ZELC | Not ordered | NO | NO
EM11 | 10302369 | NO | M | CBCAS0084 | TERMINATION KIT, CABLE 3Cx240 MM2,OUTDOR | EA | ZELC | Not ordered | NO | NO
EM11 | 10302371 | NO | M | CBCNR0077 | CABLE LUG, 630 MM2, 4 HOLE | EA | ZELC | Not ordered | NO | NO
EM11 | 10302372 | NO | M | CBCNR0079 | CABLE LUG, 240 MM2, 2 HOLE | EA | ZELC | Not ordered | NO | NO
EM33 | 10302386 | X | M | TLTLS0677 | Terminal Screw Driver - Make: Proto, USA | EA | ZELC | Not ordered | NO | NO
EM16 | 10302401 | NO | M | N/A | PERFORATED CABLE TRAY, ALUMINIUM W/COVER | EA | ZELC | Not ordered | NO | NO
EM16 | 10302402 | NO | M | N/A | PERFORATED CABLE TRAY – EQUAL CROSS | EA | ZELC | Not ordered | NO | NO
EM16 | 10302403 | NO | M | N/A | PERFORATED CABLE TRAY – EQUAL TEE | EA | ZELC | Not ordered | NO | NO
EM16 | 10302404 | NO | M | N/A | PERFORATED CABLE TRAY – 90 DEG. BEND | EA | ZELC | Not ordered | NO | NO
EM30 | 10302408 | X | M | NO | CLAMP, O-TYPE 1 1/2", | EA | ZELC | Not ordered | NO | NO
EM11 | 10302417 | X | M | N/A | CONDUCTOR,T-CONNECTOR, COPPER, 4CM X 6MM | EA | ZELC | Not ordered | NO | NO
EM30 | 10302418 | X | M | N/A | CLAMP 3/4", 1 HOLE, EMT | EA | ZELC | Not ordered | NO | NO
EM11 | 10302435 | NO | M | N/A | ELBOW 1/2",45 DEG.FLEX.LIQUID TIGHT | EA | ZELC | Not ordered | NO | NO
EM11 | 10302438 | NO | M | N/A | GUAT BOX, 3/4", CONDUIT OUTLET BOX, GI | EA | ZELC | Not ordered | 10302438 | NO
EM08 | 10302445 | X | M | NO | ANALOG ADAPTOR, I/P VOLTAGE,D20AUUUUU1UU | SET | ZELC | Not ordered | NO | NO
EM08 | 10302446 | X | M | NO | ANALOG ADAPTOR,5mA/5V,D20AUUUUU2UU | SET | ZELC | Not ordered | NO | NO
EM08 | 10302447 | X | M | NO | ANALOG ADAPTER,20mA/5V,D20AUUUUU7UU | SET | ZELC | Not ordered | NO | NO
EM08 | 10302448 | X | M | NO | ANALOG ADAPTOR,I/P,1MA/5V,D20AUUUUU4UU | SET | ZELC | Not ordered | NO | NO
EM25 | 10302450 | X | M | ECRTA0024 | RESISTOR,PR1/4A,GE,TC25250R,0.01%,250R | EA | ZELC | Not ordered | NO | NO
EM24 | 10302451 | X | M | CLRAF0001 | RELAY,GE,C70,1A,5A,REF:4500684609 | EA | ZELC | Not ordered | NO | NO
EM11 | 10302452 | X | M | CMCMM0007 | CONTROL SWITCH,SBM TRIP CLOSE,GE,10AA101 | EA | ZELC | Not ordered | NO | NO
EM11 | 10302453 | X | M | EMDTC0001 | DAPTOR,HIHG TEMPERATURE,GE,16290,FINNED | EA | ZELC | Not ordered | NO | NO
EM08 | 10302454 | X | M | EIEEQ0366 | CAPACITOR,GE,RAH98LSDEWC29,550 KVAR | EA | ZELC | Not ordered | NO | NO
EM20 | 10302455 | X | M | EMSYS0002 | SYSTEM,GAS MONITORING,GE,HYDRAN M2,HOST | EA | ZELC | Not ordered | NO | NO
EM11 | 10302456 | X | M | EMSWP0001 | SWITCH,SELECTOR,SBM,GE,10AA104 | EA | ZELC | Not ordered | NO | NO
EM08 | 10302457 | X | M | EIEEQ0384 | CAPACITOR,EXTERNAL FUSED,GE,98L698WS29 | EA | ZELC | Not ordered | NO | NO
EM11 | 10302458 | X | M | EISGR0010 | SWITCH,SAFETY,NON-FUSIBLE,GE,TGN3321R | EA | ZELC | Not ordered | NO | NO
EM11 | 10302459 | X | M | EICON0007 | METROSIL,GE,600A/S2/P/1215,100mA,275Vrms | EA | ZELC | Not ordered | NO | NO
EM11 | 10302460 | X | M | CLRAF0030 | METROSIL,GE,600A/S1/1/S256,4500693910 | EA | ZELC | Not ordered | NO | NO
EM11 | 10302461 | X | M | MIEEQ0073 | FUSE ASSEMBLY,GE,36F4760001 | EA | ZELC | Not ordered | NO | NO
EM08 | 10302462 | X | M | EIEEQ0383 | CAPACITOR,EXTERNAL FUSED,GE,98L697WS29 | EA | ZELC | Not ordered | NO | NO
EM11 | 10302491 | NO | M | NO | T-CONNECTOR MOULD,FOR 240MM2 CONDUCTOR | EA | ZELC | Not ordered | NO | NO
EM11 | 10302492 | NO | M | NO | T-CONNECTOR MOULD,FOR 95MM2 CU CONDUCTOR | EA | ZELC | Not ordered | NO | NO
EM11 | 10302493 | NO | M | NO | MASKING TAPE (DENSO TAPE) | EA | ZELC | Not ordered | NO | NO
EM24 | 10302497 | X | M | NO | RELAY,ALSTOM,P142918C2M0500J | EA | ZELC | Not ordered | NO | NO
EM24 | 10302498 | X | M | NO | RELAY,ALSTOM,P14291NB6M0460J | EA | ZELC | Not ordered | NO | NO
EM24 | 10302499 | X | M | NO | RELAY,ALSTOM,P14291NB7M0610P | EA | ZELC | Not ordered | NO | NO
EM24 | 10302500 | X | M | NO | RELAY,ALSTOM,P14291NC6M0510J | EA | ZELC | Not ordered | NO | NO
EM24 | 10302501 | X | M | NO | RELAY,ALSTOM,P14291NC7M0500J | EA | ZELC | Not ordered | NO | NO
EM24 | 10302502 | X | M | NO | RELAY,ALSTOM,P14291NH7M0500J | EA | ZELC | Not ordered | NO | NO
EM24 | 10302503 | X | M | NO | RELAY,ALSTOM,P14391NA7M0510J | EA | ZELC | Not ordered | NO | NO
EM24 | 10302504 | X | M | NO | RELAY,ALSTOM,P14391NA7M0500J | EA | ZELC | Not ordered | NO | NO
EM24 | 10302505 | X | M | NO | RELAY,ALSTOM,P14391NC7M0510J | EA | ZELC | Not ordered | NO | NO
EM24 | 10302506 | X | M | NO | RELAY,ALSTOM,P14391ND7M0510J | EA | ZELC | Not ordered | NO | NO
EM24 | 10302507 | X | M | NO | RELAY,ALSTOM,P14391NE7M0510J | EA | ZELC | Not ordered | NO | NO
EM24 | 10302508 | X | M | NO | RELAY,ALSTOM,P14391NF7M0510J | EA | ZELC | Not ordered | NO | NO
EM24 | 10302509 | X | M | NO | RELAY,ALSTOM,P14391NG7M0510J | EA | ZELC | Not ordered | NO | NO
EM24 | 10302510 | X | M | NO | RELAY,ALSTOM,P14391NM7M0510J | EA | ZELC | Not ordered | NO | NO
EM24 | 10302511 | X | M | NO | RELAY,ALSTOM,P14391NP7M0510J | EA | ZELC | Not ordered | NO | NO
EM24 | 10302512 | X | M | NO | RELAY,ALSTOM,P44391NA6M0760M | EA | ZELC | Not ordered | NO | NO
EM24 | 10302513 | X | M | NO | RELAY,ALSTOM,P44391NM6M0710M | EA | ZELC | Not ordered | NO | NO
EM24 | 10302514 | X | M | NO | RELAY,ALSTOM,P54391NC6M0760M | EA | ZELC | Not ordered | NO | NO
EM24 | 10302515 | X | M | NO | RELAY,ALSTOM,P54391NC7M0760M | EA | ZELC | Not ordered | NO | NO
EM24 | 10302516 | X | M | NO | RELAY,ALSTOM,P54591NH6M0710M | EA | ZELC | Not ordered | NO | NO
EM24 | 10302517 | X | M | NO | RELAY,ALSTOM,P54591NH7M0710M | EA | ZELC | Not ordered | NO | NO
EM24 | 10302518 | X | M | NO | RELAY,ALSTOM,P546911L3M0760M | EA | ZELC | Not ordered | NO | NO
EM24 | 10302519 | X | M | NO | RELAY,ALSTOM,P546911L6M0760M | EA | ZELC | Not ordered | NO | NO
EM24 | 10302520 | X | M | NO | RELAY,ALSTOM,P54691NA6M0760M | EA | ZELC | Not ordered | NO | NO
EM24 | 10302521 | X | M | NO | RELAY,ALSTOM,P54691NA7M0760M | EA | ZELC | Not ordered | NO | NO
EM24 | 10302522 | X | M | NO | RELAY,ALSTOM,P54691NC6M0760M | EA | ZELC | Not ordered | NO | NO
EM24 | 10302523 | X | M | NO | RELAY,ALSTOM,P54691NC7M0760M | EA | ZELC | Not ordered | NO | NO
EM24 | 10302524 | X | M | NO | RELAY,ALSTOM,P54691NH6M0760M | EA | ZELC | Not ordered | NO | NO
EM24 | 10302525 | X | M | NO | RELAY,ALSTOM,P54691NH7M0760M | EA | ZELC | Not ordered | NO | NO
EM24 | 10302526 | X | M | NO | RELAY,ALSTOM,P54691NL6M0760M | EA | ZELC | Not ordered | NO | NO
EM24 | 10302527 | X | M | NO | RELAY,ALSTOM,P54691NL7M0760M | EA | ZELC | Not ordered | NO | NO
EM24 | 10302528 | X | M | NO | RELAY,ALSTOM,P54691NK6M0760M | EA | ZELC | Not ordered | NO | NO
EM24 | 10302529 | X | M | NO | RELAY,ALSTOM,P54691NK7M0760M | EA | ZELC | Not ordered | NO | NO
EM24 | 10302530 | X | M | NO | RELAY,ALSTOM,P54691NR6M0760M | EA | ZELC | Not ordered | NO | NO
EM24 | 10302531 | X | M | NO | RELAY,ALSTOM,P54691NR7M0760M | EA | ZELC | Not ordered | NO | NO
EM11 | 10302532 | X | M | NO | CONVERTER,ALSTOM,P591602A0M0200B | EA | ZELC | Not ordered | NO | NO
EM24 | 10302533 | X | M | NO | RELAY,ALSTOM,P642928D2M0060P | EA | ZELC | Not ordered | NO | NO
EM24 | 10302534 | X | M | NO | RELAY,ALSTOM,P643928D2M0060M | EA | ZELC | Not ordered | NO | NO
EM24 | 10302535 | X | M | NO | RELAY,ALSTOM,P64392ND6M0040K | EA | ZELC | Not ordered | NO | NO
EM24 | 10302536 | X | M | NO | RELAY,ALSTOM,P64392NE6M0040K | EA | ZELC | Not ordered | NO | NO
EM24 | 10302537 | X | M | NO | RELAY,ALSTOM,P64392NE6M0060M | EA | ZELC | Not ordered | NO | NO
EM24 | 10302538 | X | M | NO | RELAY,ALSTOM,P64391ND6M0040K | EA | ZELC | Not ordered | NO | NO
EM24 | 10302539 | X | M | NO | RELAY,ALSTOM,P64392ND6M0060M | EA | ZELC | Not ordered | NO | NO
EM24 | 10302540 | X | M | NO | RELAY,ALSTOM,P64592ND6M0060M | EA | ZELC | Not ordered | NO | NO
EM24 | 10302541 | X | M | NO | RELAY,ALSTOM,P84193NC6M0760M | EA | ZELC | Not ordered | NO | NO
EM24 | 10302542 | X | M | NO | RELAY,ALSTOM,P84193NC7M0750M | EA | ZELC | Not ordered | NO | NO
EM11 | 10302543 | X | M | NO | RECORDINGMETER,ALSTOM,M233X2XUYSCNN0A | EA | ZELC | Not ordered | NO | NO
EM11 | 10302544 | X | M | NO | RECORDINGMETER,ALSTOM,M233X2GUYSCAN0A | EA | ZELC | Not ordered | NO | NO
EM11 | 10302545 | X | M | NO | RECORDINGMETER,ALSTOM,M233X2XUYSCAL0A | EA | ZELC | Not ordered | NO | NO
EM11 | 10302546 | X | M | NO | RECORDINGMETER,ALSTOM,M243X2XUYSCAA0A | EA | ZELC | Not ordered | NO | NO
EM11 | 10302547 | X | M | NO | RECORDINGMETER,ALSTOM,M243X2XUYSCNN0A | EA | ZELC | Not ordered | NO | NO
EM34 | 10302548 | X | M | NO | TRANSDUCER,ALSTOM,I5MTX2H1NCLLNNRX,3PH | EA | ZELC | Not ordered | NO | NO
EM24 | 10302549 | X | M | NO | AUXILIARYRELAY,ALSTOM,MVAA11R1EA0766C | EA | ZELC | Not ordered | NO | NO
EM24 | 10302550 | X | M | NO | AUXILIARYRELAY,ALSTOM,MVAA11R1CS0785C | EA | ZELC | Not ordered | NO | NO
EM24 | 10302551 | X | M | NO | AUXILIARYRELAY,ALSTOM,MVAA11R1BA0761C | EA | ZELC | Not ordered | NO | NO
EM24 | 10302552 | X | M | NO | AUXILIARYRELAY,ALSTOM,MVAA11R1EA0785C | EA | ZELC | Not ordered | NO | NO
EM11 | 10302553 | X | M | NO | RESETCONTACT,ALSTOM,AMVAA11R1EA1266C | EA | ZELC | Not ordered | NO | NO
EM24 | 10302554 | X | M | NO | AUXILIARYRELAY,ALSTOM,MVAA16R1AA0763C | EA | ZELC | Not ordered | NO | NO
EM24 | 10302555 | X | M | NO | AUXILIARYRELAY,ALSTOM,MVAA16R1AA0761C | EA | ZELC | Not ordered | NO | NO
EM24 | 10302556 | X | M | NO | AUXILIARYRELAY,ALSTOM,MVAA21R1BA0751B | EA | ZELC | Not ordered | NO | NO
EM24 | 10302557 | X | M | NO | AUXILIARYRELAY,ALSTOM,MVAA21R1EA0797A | EA | ZELC | Not ordered | NO | NO
EM24 | 10302558 | X | M | NO | TRIPRELAY,ALSTOM,MVAJ054RB0802B,3NO/2NC | EA | ZELC | Not ordered | NO | NO
EM24 | 10302559 | X | M | NO | TRIPRELAY,ALSTOM,MVAJ101RA0800A,10NO | EA | ZELC | Not ordered | NO | NO
EM24 | 10302560 | X | M | NO | TRIPRELAY,ALSTOM,MVAJ101RB0800A,10NO | EA | ZELC | Not ordered | NO | NO
EM24 | 10302561 | X | M | NO | TRIPRELAY,ALSTOM,MVAJ104RB0802A,8NO/2NC | EA | ZELC | Not ordered | NO | NO
EM24 | 10302562 | X | M | NO | TRIPRELAY,ALSTOM,MVAJ104RB0804A | EA | ZELC | Not ordered | NO | NO
EM24 | 10302563 | X | M | NO | TRIPRELAY,ALSTOM,MVAJ104RB0806A | EA | ZELC | Not ordered | NO | NO
EM24 | 10302564 | X | M | NO | TRIPRELAY,ALSTOM,MVAJ105RA0800A | EA | ZELC | Not ordered | NO | NO
EM24 | 10302565 | X | M | NO | TRIPRELAY,ALSTOM,MVAJ105RA0802A | EA | ZELC | Not ordered | NO | NO
EM24 | 10302566 | X | M | NO | TRIPRELAY,ALSTOM,MVAJ105RA0804A | EA | ZELC | Not ordered | NO | NO
EM24 | 10302567 | X | M | NO | TRIPRELAY,ALSTOM,MVAJ205TA0802A | EA | ZELC | Not ordered | NO | NO
EM24 | 10302568 | X | M | NO | TRIPRELAY,ALSTOM,MVAJ205TA0804A | EA | ZELC | Not ordered | NO | NO
EM24 | 10302569 | X | M | NO | TRIPRELAY,ALSTOM,MVAJ205TA0806A | EA | ZELC | Not ordered | NO | NO
EM24 | 10302570 | X | M | NO | SUPERVISIONRELAY,ALSTOM,MVAX12R1CB0757A | EA | ZELC | Not ordered | NO | NO
EM24 | 10302571 | X | M | NO | SUPERVISIONRELAY,ALSTOM,MVAX31S1DE0754A | EA | ZELC | Not ordered | NO | NO
EM24 | 10302572 | X | M | NO | SUPERVISIONRELAY,ALSTOM,MVAP22T1BA0001B | EA | ZELC | Not ordered | NO | NO
EM24 | 10302573 | X | M | NO | TIMEDELAYRELAY,ALSTOM,MVTT14R1YB0751E | EA | ZELC | Not ordered | NO | NO
EM24 | 10302574 | X | M | NO | TIMEDELAYRELAY,ALSTOM,MVTT14R1YC0751E | EA | ZELC | Not ordered | NO | NO
EM24 | 10302575 | X | M | NO | SUPERVISIONRELAY,ALSTOM,MVTP31V1CB0751E | EA | ZELC | Not ordered | NO | NO
EM24 | 10302576 | X | M | NO | SUPERVISIONRELAY,ALSTOM,MVTP31V1CC0751E | EA | ZELC | Not ordered | NO | NO
EM11 | 10302577 | X | M | NO | TESTSWITCH,ALSTOM,MMLG02R1AA0001E | EA | ZELC | Not ordered | NO | NO
EM25 | 10302578 | X | M | NO | VARISTOR,METROSIL,ZB9411015600AS31S802 | EA | ZELC | Not ordered | NO | NO
EM25 | 10302579 | X | M | NO | VARISTOR,METROSIL,ZB9411571600AS31S1195 | EA | ZELC | Not ordered | NO | NO
EM25 | 10302580 | X | M | NO | VARISTOR,METROSIL,ZB9411016-600A/S1/S256 | EA | ZELC | Not ordered | NO | NO
EM25 | 10302581 | X | M | NO | VARISTOR,METROSIL,ZB9411570-600A/S1S1088 | EA | ZELC | Not ordered | NO | NO
EM11 | 10302582 | X | M | NO | I/OUNIT,C264LB1I69100020E000000C111N10 | EA | ZELC | Not ordered | NO | NO
EM11 | 10302583 | X | M | NO | I/OUNIT,C264LB1I691000208000000C111N10 | EA | ZELC | Not ordered | NO | NO
EM11 | 10302584 | X | M | NO | I/OUNIT,C264LB1I691000205000000C111N10 | EA | ZELC | Not ordered | NO | NO
EM11 | 10302585 | X | M | NO | I/OUNIT,C264LB1I691000204000000C111N10 | EA | ZELC | Not ordered | NO | NO
EM11 | 10302586 | X | M | NO | I/OUNIT,C264LB1I691000206000000C111N10 | EA | ZELC | Not ordered | NO | NO
EM11 | 10302587 | X | M | NO | I/OUNIT,C264MB1I691001205400B00C111N10 | EA | ZELC | Not ordered | NO | NO
EM11 | 10302588 | X | M | NO | I/OUNIT,C264MB1I691001206400B00C111N10 | EA | ZELC | Not ordered | NO | NO
EM24 | 10302589 | X | M | NO | RELAY,ABB,REC670-1MRK002814-AC(1A) | EA | ZELC | Not ordered | NO | NO
EM24 | 10302591 | X | M | NO | RELAY,ABB,RED67012B32X00B10B11B21C24P02+ | EA | ZELC | Not ordered | NO | NO
EM24 | 10302592 | X | M | NO | RELAY,ABB,RED67012B32X00-B10B11B21C24P0+ | EA | ZELC | Not ordered | NO | NO
EM24 | 10302593 | X | M | NO | RELAY,ABB,RED67012B32X00B10B11B21C24P02+ | EA | ZELC | Not ordered | NO | NO
EM24 | 10302594 | X | M | NO | RELAY,ABB,REQ650-1MRK006518-AD | EA | ZELC | Not ordered | NO | NO
EM24 | 10302595 | X | M | NO | RELAY,ABB,REF615-HBFHAEAGNEA1BAN11E | EA | ZELC | Not ordered | NO | NO
EM24 | 10302596 | X | M | NO | RELAY,ABB,REC670-1MRK002814-AC(5A) | EA | ZELC | Not ordered | NO | NO
EM24 | 10302597 | X | M | NO | RELAY,ABB,RED67012B32X00BI0B11B21C24P02+ | EA | ZELC | Not ordered | NO | NO
EM24 | 10302598 | X | M | NO | RELAY,ABB,RED67012B32X00BI0B11B21C24P02+ | EA | ZELC | Not ordered | NO | NO
EM24 | 10302601 | X | M | NO | RELAY,ABB,RED67012B32X00-B10B11B21C24P0+ | EA | ZELC | Not ordered | NO | NO
EM24 | 10302602 | X | M | NO | RELAY,ABB,RED67012B32X00B10B11B21C24P02+ | EA | ZELC | Not ordered | NO | NO
EM24 | 10302603 | X | M | NO | SYNCHRONIZINGRELAY,ABB,SYN52015277 | EA | ZELC | Not ordered | NO | NO
EM24 | 10302604 | X | M | NO | RELAY,ABB,REL67012B32X00P02B1X0CBKBBB6X+ | EA | ZELC | Not ordered | NO | NO
EM24 | 10302605 | X | M | NO | RELAY,ABB,RED67012B32X00C24P02B1X0CBKBB+ | EA | ZELC | Not ordered | NO | NO
EM25 | 10302608 | X | M | NO | RESISTOR,ABB,RK711008-AF | EA | ZELC | Not ordered | NO | NO
EM25 | 10302609 | X | M | NO | NONLINEARRESISTOR,ABB,RK795101-DC | EA | ZELC | Not ordered | NO | NO
EM11 | 10302610 | X | M | NO | TESTSWITCH,ABB,FT-1-129A514G01 | EA | ZELC | Not ordered | NO | NO
EM24 | 10302611 | X | M | NO | RELAY,ABB,RK251204-AP,125VDC,4NO/4NC | EA | ZELC | Not ordered | NO | NO
EM24 | 10302612 | X | M | NO | RELAY,ABB,RK251206-AP,125VDC,5NO/3NC | EA | ZELC | Not ordered | NO | NO
EM24 | 10302613 | X | M | NO | TIMERRELAY,ABB,1MRK000066-AB,2C/O | EA | ZELC | Not ordered | NO | NO
EM24 | 10302614 | X | M | NO | TIMERRELAY,ABB,1MRK000066-CB,2C/O | EA | ZELC | Not ordered | NO | NO
EM24 | 10302615 | X | M | NO | RELAY,DUALCOIL,ABB,1MRK000803-AN | EA | ZELC | Not ordered | NO | NO
EM24 | 10302616 | X | M | NO | RELAY,ABB,RK251401-AP,7NO&7NC | EA | ZELC | Not ordered | NO | NO
EM24 | 10302617 | X | M | NO | RELAY,ABB,RK251402-AP,9NO&5NC | EA | ZELC | Not ordered | NO | NO
EM24 | 10302618 | X | M | NO | RELAY,ABB,RK251403-AP,11NO&3NC | EA | ZELC | Not ordered | NO | NO
EM24 | 10302619 | X | M | NO | SUPERVISIONRELAY,ABB,RK271019-AN | EA | ZELC | Not ordered | NO | NO
EM11 | 10302620 | X | M | NO | TESTSWITCH,ABB,RK926115-AD | EA | ZELC | Not ordered | NO | NO
EM11 | 10302621 | X | M | NO | TESTSWITCH,ABB,RK926115-AH | EA | ZELC | Not ordered | NO | NO
EM11 | 10302622 | X | M | NO | TESTSWITCH,ABB,RK926115-AN | EA | ZELC | Not ordered | NO | NO
EM11 | 10302623 | X | M | NO | TESTSWITCH,ABB,RK926115-AP | EA | ZELC | Not ordered | NO | NO
EM11 | 10302624 | X | M | NO | TESTSWITCH,ABB,RK926115-BB | EA | ZELC | Not ordered | NO | NO
EM11 | 10302625 | X | M | NO | TESTSWITCH,ABB,RK926115-BF | EA | ZELC | Not ordered | NO | NO
EM11 | 10302626 | X | M | NO | TESTSWITCH,ABB,RK926115-BG | EA | ZELC | Not ordered | NO | NO
EM11 | 10302627 | X | M | NO | TESTSWITCH,ABB,RK926115-CM | EA | ZELC | Not ordered | NO | NO
EM11 | 10302628 | X | M | NO | TESTSWITCH,ABB,RK926315-AC | EA | ZELC | Not ordered | NO | NO
EM11 | 10302629 | X | M | NO | TESTSWITCH,ABB,RK926315-AN | EA | ZELC | Not ordered | NO | NO
EM11 | 10302630 | X | M | NO | TESTSWITCH,ABB,RK926315-AS | EA | ZELC | Not ordered | NO | NO
EM11 | 10302631 | X | M | NO | TESTSWITCH,ABB,RK926315-AU | EA | ZELC | Not ordered | NO | NO
EM11 | 10302632 | X | M | NO | TESTSWITCH,ABB,RK926315-AW | EA | ZELC | Not ordered | NO | NO
EM11 | 10302633 | X | M | NO | TESTSWITCH,ABB,RK926315-BG | EA | ZELC | Not ordered | NO | NO
EM11 | 10302634 | X | M | NO | TESTSWITCH,ABB,RK926315-BM | EA | ZELC | Not ordered | NO | NO
EM11 | 10302635 | X | M | NO | TESTSWITCH,ABB,RK926315-BN | EA | ZELC | Not ordered | NO | NO
EM11 | 10302636 | X | M | NO | TESTSWITCH,ABB,RK926315-BP | EA | ZELC | Not ordered | NO | NO
EM24 | 10302637 | X | M | NO | SUPERVISIONRELAY,ABB,RK428004-AA | EA | ZELC | Not ordered | NO | NO
EM24 | 10302638 | X | M | NO | SUPERVISIONRELAY,ABB,RS485002-AA | EA | ZELC | Not ordered | NO | NO
EM11 | 10302639 | X | M | NO | COMBIFLXTERMINALBASE,ABB,5619499-A | EA | ZELC | Not ordered | NO | NO
EM11 | 10302640 | X | M | NO | COMBIFLXTERMINALBASE,ABB,5619622-A | EA | ZELC | Not ordered | NO | NO
EM11 | 10302641 | X | M | NO | COMBIFLXTERMINALBASE,ABB,5619625-A | EA | ZELC | Not ordered | NO | NO
EM11 | 10302643 | X | M | NO | CONVERTER,SIEMENS,7XV5662-0AD00,2mbps | EA | ZELC | Not ordered | NO | NO
EM24 | 10302644 | X | M | NO | RELAY,SIEMENS,7SD52215DB999HK0M2AN7GL0S | EA | ZELC | Not ordered | NO | NO
EM24 | 10302646 | X | M | NO | RELAY,SIEMENS,7SD52215CB999HK0L0SM0GN7A | EA | ZELC | Not ordered | NO | NO
EM24 | 10302648 | X | M | NO | RELAY,SIEMENS,7SD52215DB999HK0L0SM0AN7G | EA | ZELC | Not ordered | NO | NO
EM11 | 10302649 | X | M | NO | CONVERTER,SIEMENS,7XV5662-0AA00,CC-X/G | EA | ZELC | Not ordered | NO | NO
EM24 | 10302650 | X | M | NO | RELAY,SIEMENS,7SD52215DB999HK0L0SM2AN7J | EA | ZELC | Not ordered | NO | NO
EM24 | 10302651 | X | M | NO | RELAY,SIEMENS,7SD52215DB999HM7L0SM2AN7J | EA | ZELC | Not ordered | NO | NO
EM24 | 10302652 | X | M | NO | RELAY,SIEMENS,7SD52215CB999HK0L0SM0GN0G | EA | ZELC | Not ordered | NO | NO
EM24 | 10302653 | X | M | NO | RELAY,SIEMENS,7SA52215AB999CA0L0SM0GN0G | EA | ZELC | Not ordered | NO | NO
EM24 | 10302654 | X | M | NO | RELAY,SIEMENS,7PG1521-2JC60-1AF0 | EA | ZELC | Not ordered | NO | NO
EM24 | 10302655 | X | M | NO | RELAY,SIEMENS,7PG1521-2LA60-1AF0 | EA | ZELC | Not ordered | NO | NO
EM24 | 10302656 | X | M | NO | RELAY,SIEMENS,7PG1524-1JC60-1AF0 | EA | ZELC | Not ordered | NO | NO
EM24 | 10302657 | X | M | NO | RELAY,SIEMENS,7PG1824-1QG80-1CF0 | EA | ZELC | Not ordered | NO | NO
EM11 | 10302658 | X | M | NO | TESTBLOCK,SIEMENS,7XG2220-2AA00-0AA0 | EA | ZELC | Not ordered | NO | NO
EM24 | 10302659 | X | M | NO | RELAY,SIEMENS,7PG17413AE104AA0,4NC | EA | ZELC | Not ordered | NO | NO
EM24 | 10302660 | X | M | NO | RELAY,SIEMENS,7SG2111-0BA11-0AA0 | EA | ZELC | Not ordered | NO | NO
EM24 | 10302662 | X | M | NO | AUXILLARYRELAY,SIEMENS,7PG11111EA100AF0 | EA | ZELC | Not ordered | NO | NO
EM24 | 10302663 | X | M | NO | RELAY,SIEMENS,7PG1753-3AE10-4BE0 | EA | ZELC | Not ordered | NO | NO
EM24 | 10302664 | X | M | NO | AUXILLARYRELAY,SIEMENS,7PG1111-3AE10-4AA | EA | ZELC | Not ordered | NO | NO
EM11 | 10302666 | X | M | NO | CONVERTOR,SEL,3094-30940CBBX | EA | ZELC | Not ordered | NO | NO
EM24 | 10302667 | X | M | NO | RELAY,SEL,0411L0X6X1C7DCXH5C424XX | EA | ZELC | Not ordered | NO | NO
EM24 | 10302668 | X | M | NO | RELAY,SEL,0487E3X648XXC2X4H74424X | EA | ZELC | Not ordered | NO | NO
EM24 | 10302669 | X | M | NO | PROTECTION,SEL,0487V0X6111XC2X4H52424X | EA | ZELC | Not ordered | NO | NO
EM24 | 10302670 | X | M | NO | PROTECTION,SEL,0487V0X6111XC2X4H424XXX | EA | ZELC | Not ordered | NO | NO
EM24 | 10302671 | X | M | NO | RELAY,SEL,0411L0X6X1C6DCXH5C424XX | EA | ZELC | Not ordered | NO | NO
EM24 | 10302672 | X | M | NO | RELAY,GE,F650-B-F-K-F-1-G-0-HI-6E | EA | ZELC | Not ordered | NO | NO
EM24 | 10302673 | X | M | NO | RELAY,GE,C70TC3HKHF8NH6DM8VP67U67W67 | EA | ZELC | Not ordered | NO | NO
EM24 | 10302674 | X | M | NO | RELAY,GE,C70TC3HKHF8NH6DM8VP67U6DW67 | EA | ZELC | Not ordered | NO | NO
EM24 | 10302677 | X | M | NO | TRIPRELAY,ELECTROSWITCH,LOR7805F | EA | ZELC | Not ordered | NO | NO
EM11 | 10302681 | X | M | NO | TAPPOSITIONINDICATOR,CEWE,M300-AD4 | EA | ZELC | Not ordered | NO | NO
EM11 | 10302682 | X | M | NO | DIGITALVOLTMETER,CEWE,M300-VAD | EA | ZELC | Not ordered | NO | NO
EM11 | 10302683 | X | M | NO | DIGITALVOLTMETER,CEWE,M300-VAD | EA | ZELC | Not ordered | NO | NO
EM11 | 10302684 | X | M | NO | DIGITALVOLTMETER,CEWE,M300-VAD | EA | ZELC | Not ordered | NO | NO
EM11 | 10302685 | X | M | NO | DIGITALVOLTMETER,CEWE,M300-VAD | EA | ZELC | Not ordered | NO | NO
EM11 | 10302686 | X | M | NO | DOUBLEFREQUENCYMETER,CEWE,FQ144/2 | EA | ZELC | Not ordered | NO | NO
EM11 | 10302687 | X | M | NO | SYNCHROSCOPE,CEWE,SY144S | EA | ZELC | Not ordered | NO | NO
EM11 | 10302688 | X | M | NO | DOUBLEVOLTAGEMETER,CEWE,WQ144/2S | EA | ZELC | Not ordered | NO | NO
EM11 | 10302689 | X | M | NO | DOUBLEVOLTAGEMETER,CEWE,WQ144/2S | EA | ZELC | Not ordered | NO | NO
EM11 | 10302690 | X | M | NO | SYNCHROSCOPE,CEWE,SY144S | EA | ZELC | Not ordered | NO | NO
EM11 | 10302691 | X | M | NO | DOUBLEVOLTAGEMETER,CEWE,WQ144/2S | EA | ZELC | Not ordered | NO | NO
EM11 | 10302692 | X | M | NO | SYNCHROSCOPE,CEWE,SY144S | EA | ZELC | Not ordered | NO | NO
EM11 | 10302693 | X | M | NO | SYNCHROSCOPE,CEWE,SY144S | EA | ZELC | Not ordered | NO | NO
EM11 | 10302694 | X | M | NO | DOUBLEFREQUENCYMETER,CEWE,FQ144/2 | EA | ZELC | Not ordered | NO | NO
EM11 | 10302695 | X | M | NO | DOUBLEFREQUENCYMETER,CEWE,FQ144/2 | EA | ZELC | Not ordered | NO | NO
EM11 | 10302696 | X | M | NO | DOUBLEVOLTAGEMETER,CEWE,WQ144/2S | EA | ZELC | Not ordered | NO | NO
EM11 | 10302697 | X | M | NO | DOUBLEVOLTAGEMETER,CEWE,WQ144/2S | EA | ZELC | Not ordered | NO | NO
EM11 | 10302698 | X | M | NO | TAPPOSITIONINDICATOR,CEWE,M300-AD4 | EA | ZELC | Not ordered | NO | NO
EM11 | 10302699 | X | M | NO | DOUBLEFREQUENCYMETER,CEWE,FQ144/2 | EA | ZELC | Not ordered | NO | NO
EM11 | 10302700 | X | M | NO | DOUBLEVOLTMETERMETER,CEWE,N24-Z | EA | ZELC | Not ordered | NO | NO
EM11 | 10302701 | X | M | NO | DOUBLEVOLTMETERMETER,CEWE,N24-Z | EA | ZELC | Not ordered | NO | NO
EM11 | 10302702 | X | M | NO | TAPPOSITIONINDICATOR,CEWE,N24-S | EA | ZELC | Not ordered | NO | NO
EM11 | 10302703 | X | M | NO | TAPPOSITIONINDICATOR,CEWE,N24-S | EA | ZELC | Not ordered | NO | NO
EM11 | 10302704 | X | M | NO | DOUBLEFREQUENCYMETER,CEWE,FQ144/2 | EA | ZELC | Not ordered | NO | NO
EM11 | 10302705 | X | M | NO | SYNCHROSCOPE,CEWE,SY144S | EA | ZELC | Not ordered | NO | NO
EM11 | 10302706 | X | M | NO | DOUBLEVOLTMETERMETER,CEWE,WQ144/2S | EA | ZELC | Not ordered | NO | NO
EM24 | 10302788 | X | M | NO | SUPERVISIONRELAY,ALSTOM,MVAA11R1CS1033C | EA | ZELC | Not ordered | NO | NO
EM11 | 10302789 | X | M | NO | SYNCHROSCOPE,CEWE,SY144S | EA | ZELC | Not ordered | NO | NO
EM11 | 10302790 | X | M | NO | DOUBLEVOLTMETER,CEWE,WQ144/2S | EA | ZELC | Not ordered | NO | NO
EM11 | 10302791 | X | M | NO | DOUBLEFREQUENCYMETER,CEWE,FQ144/2 | EA | ZELC | Not ordered | NO | NO
EM24 | 10302798 | X | M | 8080 | RELAY,ABB,RET67012B40X00A01A02D04E01P02+ | EA | ZELC | Not ordered | NO | NO
EM24 | 10302799 | X | M | 8081 | RELAY,ABB,RET67012B40X00A01A02B12D04E01+ | EA | ZELC | Not ordered | NO | NO
EM24 | 10302800 | X | M | 8082 | RELAY,ABB,RET67012B40X00A01A02B12D04E01+ | EA | ZELC | Not ordered | NO | NO
EM24 | 10302801 | X | M | 8083 | RELAY,ABB,RET67012B40X00A01A02D04E01P02+ | EA | ZELC | Not ordered | NO | NO
EM11 | 10302802 | X | M | 8084 | CONVERTOR,SEL,C37.94.FSU1E1,107460-5-1 | EA | ZELC | Not ordered | NO | NO
EM24 | 10302803 | X | M | 8085 | CTSUPERVISIONRELAY,RMS,2V68-S-BCB | EA | ZELC | Not ordered | NO | NO
EM24 | 10302804 | X | M | 8086 | AVRRELAY,ZIV,6RTVP4N22M4A61M-- | EA | ZELC | Not ordered | NO | NO
EM11 | 10302805 | X | M | 8087 | ANNUNCUATOR,RTK,P725S3W3H6T32ASLRTDHFC2+ | EA | ZELC | Not ordered | NO | NO
EM11 | 10302806 | X | M | 8088 | POWERSUPPLY,RTK,RT-AD-MH-60-24 | EA | ZELC | Not ordered | NO | NO
EM11 | 10302807 | X | M | 8089 | METER,LANDIS&GYR,ZMD402CT442409S3,B2 | EA | ZELC | Not ordered | NO | NO
EM11 | 10302808 | X | M | 8090 | METER,LANDIS&GYR,ZMD402CT442409S3,B4 | EA | ZELC | Not ordered | NO | NO
EM11 | 10302809 | X | M | 8091 | METER,LANDIS&GYR,ZMD402CT442409S3,E22 | EA | ZELC | Not ordered | NO | NO
EM11 | 10302810 | X | M | 8092 | METER,LANDIS&GYR,ZMD402CT440459S3,E22 | EA | ZELC | Not ordered | NO | NO
EM11 | 10302811 | X | M | 8093 | METER,LANDIS&GYR,ZMD402CT440459S3,B2 | EA | ZELC | Not ordered | NO | NO
EM11 | 10302812 | X | M | 8094 | METER,200/ePoint.XL/230/S/GPRS/-/02/000 | EA | ZELC | Not ordered | NO | NO
EM11 | 10302813 | X | M | 8095 | ENERGYMETER,LANDIS&GYR,E850ZMQ202C88 | EA | ZELC | Not ordered | NO | NO
EM11 | 10302814 | X | M | 8096 | ENERGYMETER,LANDIS&GYR,ZMD42* | EA | ZELC | Not ordered | NO | NO
EM25 | 10302815 | X | M | 8097 | STABLISINGRESISTOR,DANOTHERM,GRV30/200L | EA | ZELC | Not ordered | NO | NO
EM25 | 10302816 | X | M | 8098 | STABLISINGRESISTOR,DANOTHERM,GRV24/165L | EA | ZELC | Not ordered | NO | NO
EM25 | 10302817 | X | M | 8099 | STABLISINGRESISTOR,DANOTHERM,GRV30/330+ | EA | ZELC | Not ordered | NO | NO
EM25 | 10302818 | X | M | 8100 | STABLISINGRESISTOR,DANOTHERM,GRV30/330+ | EA | ZELC | Not ordered | NO | NO
EM25 | 10302819 | X | M | 8101 | STABLISINGRESISTOR,DANOTHERM,GRV30/330+ | EA | ZELC | Not ordered | NO | NO
EM25 | 10302820 | X | M | 8102 | EXTERNALRESISTOR,HVR,PE15H100KJ | EA | ZELC | Not ordered | NO | NO
EM25 | 10302821 | X | M | 8103 | EXTERNALRESISTOR,HVR,PE30H1KKADJ | EA | ZELC | Not ordered | NO | NO
EM25 | 10302822 | X | M | 8104 | EXTERNALRESISTOR,HVR,PE30H1K5KADJ | EA | ZELC | Not ordered | NO | NO
EM25 | 10302823 | X | M | 8105 | EXTERNALRESISTOR,HVR,PE30H2KKADJ | EA | ZELC | Not ordered | NO | NO
EM25 | 10302824 | X | M | 8106 | EXTERNALRESISTOR,HVR,PE30H2K5KADJ | EA | ZELC | Not ordered | NO | NO
EM25 | 10302825 | X | M | 8107 | EXTERNALRESISTOR,HVR,PE30H3KADJK | EA | ZELC | Not ordered | NO | NO
EM25 | 10302826 | X | M | 8108 | EXTERNALRESISTOR,HVR,PE30H4KKADJ | EA | ZELC | Not ordered | NO | NO
EM25 | 10302827 | X | M | 8109 | EXTERNALRESISTOR,HVR,PE30H100RKADJ | EA | ZELC | Not ordered | NO | NO
EM25 | 10302828 | X | M | 8110 | EXTERNALRESISTOR,HVR,PE60H1K5KADJ | EA | ZELC | Not ordered | NO | NO
EM25 | 10302829 | X | M | 8111 | EXTERNALRESISTOR,HVR,PE60H2KKADJ | EA | ZELC | Not ordered | NO | NO
EM25 | 10302830 | X | M | 8112 | EXTERNALRESISTOR,HVR,PE60H2K5KADJ | EA | ZELC | Not ordered | NO | NO
EM25 | 10302831 | X | M | 8113 | EXTERNALRESISTOR,HVR,PE60H3KKADJ | EA | ZELC | Not ordered | NO | NO
EM25 | 10302832 | X | M | 8114 | EXTERNALRESISTOR,HVR,PE60H4KKADJ | EA | ZELC | Not ordered | NO | NO
EM25 | 10302833 | X | M | 8115 | EXTERNALRESISTOR,HVR,PE60H200RKADJ | EA | ZELC | Not ordered | NO | NO
EM25 | 10302834 | X | M | 8116 | EXTERNALRESISTOR,HVR,PE60H300RKADJ | EA | ZELC | Not ordered | NO | NO
EM25 | 10302835 | X | M | 8117 | EXTERNALRESISTOR,HVR,PE60H500RKADJ | EA | ZELC | Not ordered | NO | NO
EM25 | 10302836 | X | M | 8118 | EXTERNALRESISTOR,HVR,PE130H7K5KADJ | EA | ZELC | Not ordered | NO | NO
EM25 | 10302837 | X | M | 8119 | EXTERNALRESISTOR,HVR,PE130H3KKADJ | EA | ZELC | Not ordered | NO | NO
EM25 | 10302838 | X | M | 8120 | EXTERNALRESISTOR,HVR,PE130H100RKADJ | EA | ZELC | Not ordered | NO | NO
EM25 | 10302839 | X | M | 8121 | EXTERNALRESISTOR,HVR,PE130H200RKADJ | EA | ZELC | Not ordered | NO | NO
EM25 | 10302840 | X | M | 8122 | EXTERNALRESISTOR,HVR,PE130H250RKADJ | EA | ZELC | Not ordered | NO | NO
EM25 | 10302841 | X | M | 8123 | EXTERNALRESISTOR,HVR,PE180H100KJ | EA | ZELC | Not ordered | NO | NO
EM25 | 10302842 | X | M | 8124 | EXTERNALRESISTOR,HVR,PE180H100RADJ | EA | ZELC | Not ordered | NO | NO
EM25 | 10302843 | X | M | 8125 | EXTERNALRESISTOR,HVR,PE180H150RADJ | EA | ZELC | Not ordered | NO | NO
EM25 | 10302844 | NO | M | 8126 | EXTERNALRESISTOR,HVR,PE180H1KKADJ | EA | ZELC | Not ordered | NO | NO
EM25 | 10302846 | X | M | 8128 | EXTERNALRESISTOR,HVR,PE180H2KKADJ | EA | ZELC | Not ordered | NO | NO
EM25 | 10302847 | X | M | 8129 | EXTERNALRESISTOR,HVR,PE180H3KKADJ | EA | ZELC | Not ordered | NO | NO
EM25 | 10302848 | X | M | 8130 | EXTERNALRESISTOR,HVR,PE180H4KKADJ | EA | ZELC | Not ordered | NO | NO
EM25 | 10302849 | X | M | 8131 | EXTERNALRESISTOR,HVR,PE180H4K5KADJ | EA | ZELC | Not ordered | NO | NO
EM25 | 10302850 | X | M | 8132 | EXTERNALRESISTOR,HVR,PE180H250RKADJ | EA | ZELC | Not ordered | NO | NO
EM25 | 10302851 | X | M | 8133 | EXTERNALRESISTOR,HVR,PE180H2K5KADJ | EA | ZELC | Not ordered | NO | NO
EM25 | 10302852 | X | M | 8134 | EXTERNALRESISTOR,HVR,PE180H400RADJ | EA | ZELC | Not ordered | NO | NO
EM25 | 10302853 | X | M | 8135 | EXTERNALRESISTOR,HVR,PE180H500RKADJ | EA | ZELC | Not ordered | NO | NO
EM25 | 10302854 | X | M | 8136 | EXTERNALRESISTOR,HVR,PE220H100RKADJ | EA | ZELC | Not ordered | NO | NO
EM25 | 10302855 | X | M | 8137 | EXTERNALRESISTOR,HVR,PE220H1KKADJ | EA | ZELC | Not ordered | NO | NO
EM25 | 10302856 | X | M | 8138 | EXTERNALRESISTOR,HVR,PE220H200RKADJ | EA | ZELC | Not ordered | NO | NO
EM25 | 10302857 | X | M | 8139 | EXTERNALRESISTOR,HVR,PE220H250RKADJ | EA | ZELC | Not ordered | NO | NO
EM25 | 10302858 | X | M | 8140 | EXTERNALRESISTOR,HVR,PE220H300RKADJ | EA | ZELC | Not ordered | NO | NO
EM25 | 10302859 | X | M | 8141 | EXTERNALRESISTOR,HVR,PE220H1K8KADJ | EA | ZELC | Not ordered | NO | NO
EM25 | 10302860 | X | M | 8142 | EXTERNALRESISTOR,HVR,PE220H2KKADJ | EA | ZELC | Not ordered | NO | NO
EM25 | 10302861 | X | M | 8143 | EXTERNALRESISTOR,HVR,PE220H3K5KADJ | EA | ZELC | Not ordered | NO | NO
EM25 | 10302862 | X | M | 8144 | EXTERNALRESISTOR,HVR,PE220H400RKADJ | EA | ZELC | Not ordered | NO | NO
EM25 | 10302863 | X | M | 8145 | EXTERNALRESISTOR,HVR,PE220H500RKADJ | EA | ZELC | Not ordered | NO | NO
EM25 | 10302864 | X | M | 8146 | EXTERNALRESISTOR,HVR,PE250H800RKADJ | EA | ZELC | Not ordered | NO | NO
EM25 | 10302865 | NO | M | 8147 | EXTERNALRESISTOR,HVR,PE320H150RADJ | EA | ZELC | Not ordered | NO | NO
EM25 | 10302866 | X | M | 8148 | EXTERNALRESISTOR,HVR,PE330H1K5KADJ | EA | ZELC | Not ordered | NO | NO
EM25 | 10302867 | NO | M | 8149 | EXTERNALRESISTOR,HVR,PE320H200RADJ | EA | ZELC | Not ordered | NO | NO
EM25 | 10302868 | X | M | 8150 | EXTERNALRESISTOR,HVR,PE320H20RADJ | EA | ZELC | Not ordered | NO | NO
EM25 | 10302869 | X | M | 8151 | EXTERNALRESISTOR,HVR,PE320H250RADJ | EA | ZELC | Not ordered | NO | NO
EM25 | 10302870 | X | M | 8152 | EXTERNALRESISTOR,HVR,PE320H300RKADJ | EA | ZELC | Not ordered | NO | NO
EM25 | 10302871 | X | M | 8153 | EXTERNALRESISTOR,HVR,PE320H2K5KADJ | EA | ZELC | Not ordered | NO | NO
EM25 | 10302872 | X | M | 8154 | EXTERNALRESISTOR,HVR,PE320H300RADJ | EA | ZELC | Not ordered | NO | NO
EM25 | 10302873 | X | M | 8155 | EXTERNALRESISTOR,HVR,PE320H4KKADJ | EA | ZELC | Not ordered | NO | NO
EM25 | 10302874 | NO | M | 8156 | EXTERNALRESISTOR,HVR,PE320H400RADJ | EA | ZELC | Not ordered | NO | NO
EM25 | 10302875 | X | M | 8157 | EXTERNALRESISTOR,HVR,PE320H500RKADJ | EA | ZELC | Not ordered | NO | NO
EM25 | 10302876 | X | M | 8158 | EXTERNALRESISTOR,HVR,PE380H250RADJ | EA | ZELC | Not ordered | NO | NO
EM25 | 10302877 | X | M | 8159 | EXTERNALRESISTOR,HVR,PE380H500RADJ | EA | ZELC | Not ordered | NO | NO
EM25 | 10302878 | X | M | 8160 | EXTERNALRESISTOR,HVR,PE380H600RKADJ | EA | ZELC | Not ordered | NO | NO
EM25 | 10302879 | X | M | 8161 | SERIESRESISTOR,KC,25HOAD031200JH | EA | ZELC | Not ordered | NO | NO
EM25 | 10302880 | X | M | 8162 | SERIESRESISTOR,KC,25HOAD030400JH | EA | ZELC | Not ordered | NO | NO
EM11 | 10302881 | X | M | 8163 | METER,ELSTER,A1884RALNC;ZE3KM4C4FLP-01 | EA | ZELC | Not ordered | NO | NO
EM11 | 10302882 | X | M | 8164 | REVENUEMETER,AEC,ADDAD4 | EA | ZELC | Not ordered | NO | NO
EM11 | 10302883 | X | M | 8165 | METERINGSOFTWARE,AEC,130-003231 | EA | ZELC | Not ordered | NO | NO
EM11 | 10302884 | X | M | 8166 | OPTICALPROBLEFORADDAD4,AEC | EA | ZELC | Not ordered | NO | NO
EM24 | 10302885 | X | M | 8167 | CHANGEOVERRELAY,TAPCON260 | EA | ZELC | Not ordered | NO | NO
EM25 | 10302886 | X | M | 8168 | EXTERNALRESISTOR,HVR,PE130H1KKADJ | EA | ZELC | Not ordered | NO | NO
EM25 | 10302887 | X | M | 8169 | EXTERNALRESISTOR,HVRPE320H600RKADJ | EA | ZELC | Not ordered | NO | NO
EM25 | 10302888 | X | M | 8170 | EXTERNALRESISTOR,HVR,PE130H2K5KADJ | EA | ZELC | Not ordered | NO | NO
EM25 | 10302889 | X | M | 8171 | EXTERNALRESISTOR,HVR,PE320H600RKADJ | EA | ZELC | Not ordered | NO | NO
EM25 | 10302890 | X | M | 8172 | EXTERNALRESISTOR,HVR,PE30H2K5J | EA | ZELC | Not ordered | NO | NO
EM25 | 10302891 | X | M | 8173 | EXTERNALRESISTOR,HVR,PE180H100KJ | EA | ZELC | Not ordered | NO | NO
EM11 | 10302892 | X | M | 8174 | FIBEROPTICALMODULE,FIBERSYSTEM,21-219 | EA | ZELC | Not ordered | NO | NO
EM22 | 10302895 | NO | M | NO | CONVERTER, PROTOCOL, TCP/IP | EA | ZELC | Not ordered | NO | NO
EM11 | 10302931 | NO | M | NO | LUGS, BOOTLESS, 16 - 18 AWG, YELLOW | PAC | ZELC | Not ordered | NO | NO
EM11 | 10302933 | NO | M | NO | LUGS, BOOTLESS, 16 - 18 AWG, GREEN | PAC | ZELC | Not ordered | NO | NO
EM22 | 10302935 | NO | M | NO | DUCT,PVC ,45 x 60mm,WITH COVER | EA | ZELC | Not ordered | NO | NO
EM09 | 10302939 | X | M | NO | MCB,63A,2P,15kA,125VDC,C-CURVE | EA | ZELC | Not ordered | NO | NO
EM09 | 10302940 | X | M | NO | MCB,32A, 2P,15kA,125VDC,C-CURVE | EA | ZELC | Not ordered | NO | NO
EM09 | 10302944 | X | M | NO | MCCB,125A,3P,125VDC,160AF/125AT,C-CURVE | EA | ZELC | Not ordered | NO | NO
EM07 | 10302945 | X | M | NO | CABLE,INST. 1P x 1 MM2(18AWG),500V,BLUE | M | ZELC | Not ordered | NO | NO
EM07 | 10302946 | X | M | NO | CABLE,INST. 1P x 1 MM2(18AWG)FR,500V,RED | M | ZELC | Not ordered | NO | NO
EM16 | 10302951 | NO | M | NO | CABLE TRAY,W100xH100X3MTR(WIRE MESH TYPE | EA | ZELC | Not ordered | NO | NO
EM07 | 10303000 | NO | M | NO | CABLE,INST. 1Px18AWG,500V,90DEG.FR,RED | M | ZELC | Not ordered | NO | NO
EM19 | 10303019 | NO | M | NO | COVER,FOR 60W,125VDC,CSM FIXTURE | EA | ZELC | Not ordered | NO | NO
EM30 | 10303022 | NO | M | NO | SIGN BOARD,SS,14"x20" | EA | ZELC | Not ordered | NO | NO
EM30 | 10303023 | NO | M | NO | SIGN BOARD,SS,20"x14" | EA | ZELC | Not ordered | NO | NO
EM30 | 10303024 | NO | M | NO | SIGN BOARD,SS,10"x14" | EA | ZELC | Not ordered | NO | NO
EM30 | 10303025 | NO | M | NO | SIGN BOARD,SS,48"x48" | EA | ZELC | Not ordered | NO | NO
EM30 | 10303026 | NO | M | NO | SIGN BOARD,ACRYLIC,14"x20" | EA | ZELC | Not ordered | NO | NO
EM30 | 10303027 | NO | M | NO | SIGN BOARD,ACRYLIC,10"x14" | EA | ZELC | Not ordered | NO | NO
EM30 | 10303029 | NO | M | NO | SIGN BOARD,ACRYLIC,20"x14" | EA | ZELC | Not ordered | NO | NO
EM24 | 10303030 | X | M | NO | MINIATURE RELAY,SHARACK,PT570048,48 VDC | EA | ZELC | Not ordered | NO | NO
EM24 | 10303031 | X | M | NO | RELAY BASE,SHARACK,YPT78704 | EA | ZELC | Not ordered | NO | NO
EM22 | 10303032 | X | M | NO | THERMOSTAT,SHARACK,IUK08561,0-60°C,0.5K | EA | ZELC | Not ordered | NO | NO
EM22 | 10303033 | X | M | NO | HUMIDISTAT,SHARACK,IUK08562,50 - 100% Rf | EA | ZELC | Not ordered | NO | NO
EM22 | 10303034 | X | M | NO | FAN TRAY,SHARACK,DLT24802,19" RACK, 2U | EA | ZELC | Not ordered | NO | NO
EM07 | 10303043 | NO | M | NO | SQUARE CLAMP,FURSE,FOR 40x6 cu FLAT | EA | ZELC | Not ordered | NO | NO
MM05 | 10303044 | NO | M | NO | HEX BOLT,SS,12x40mm,WITH NUT+2WASHER+SPR | EA | ZELC | Not ordered | NO | NO
EM07 | 10303045 | NO | M | NO | CU LUGS,HOST,4 HOLE,3Cx240sqmm CABLE | EA | ZELC | Not ordered | NO | NO
EM30 | 10303046 | NO | M | NO | DB BOX,OUTDOOR,IP65, for 4-10sqmm BOX | EA | ZELC | Not ordered | NO | NO
EM22 | 10303059 | NO | M | NO | END CAP FOR PANEL HOLE, DIA-20MM,PLASTIC | EA | ZELC | Not ordered | NO | NO
EM22 | 10303060 | NO | M | NO | END CAP FOR PANEL HOLE, DIA-25MM,PLASTIC | EA | ZELC | Not ordered | NO | NO
EM22 | 10303061 | NO | M | NO | END CAP FOR PANEL HOLE, DIA32MM,PLASTIC | EA | ZELC | Not ordered | NO | NO
EM07 | 10303063 | NO | M | NO | DUCT SEAL,INNER DIA8",68mm-630sqmm cable | EA | ZELC | Not ordered | NO | NO
EM07 | 10303064 | NO | M | NO | DUCT SEAL,Dia 92mm-400sqmm CABLE | EA | ZELC | Not ordered | NO | NO
EM07 | 10303065 | NO | M | NO | DUCT SEAL,Dia128 mm-2000sqmm CABLE | EA | ZELC | Not ordered | NO | NO
EM07 | 10303066 | NO | M | NO | DUCT SEAL,Dia 102mm-3Cx240sqmm CABLE | EA | ZELC | Not ordered | NO | NO
EM07 | 10303067 | NO | M | NO | DUCT SEAL,FOR DIA 110mm-500sqmm CABLE | EA | ZELC | Not ordered | NO | NO
EM07 | 10303068 | NO | M | NO | DUCT SEAL,WITHOUT HOLE,FOR 8" PIPE,200MM | EA | ZELC | Not ordered | NO | NO
EM07 | 10303069 | NO | M | NO | DUCT SEAL,WITHOUT HOLE,FOR 6" PIPE,200MM | EA | ZELC | Not ordered | NO | NO
EM11 | 10303079 | NO | M | NO | UNISTRUCT CHANNEL, VINYL ESTER,3M, BEIGE | EA | ZELC | Not ordered | NO | NO
EM11 | 10303083 | NO | M | NO | AUX CONTACTOR, 127 V DC 4NO, RL4RDO40TK | EA | ZELC | Not ordered | NO | NO
EM11 | 10303084 | NO | M | NO | PNEUMATIC TIME DELAY, ON, 0.1-30, | EA | ZELC | Not ordered | NO | NO
EM11 | 10303085 | NO | M | NO | PNEUMATIC TIME DELAY, OFF, 0.1-3 | EA | ZELC | Not ordered | NO | NO
EM11 | 10303094 | X | M | NO | CROSS CON. MOULD+FOR 150 MM2, CU CONDU. | EA | ZELC | Not ordered | NO | NO
EM11 | 10303096 | NO | M | NO | T-CONN. MOULD,FOR 150 MM2, CU CONDUCTOR | EA | ZELC | Not ordered | NO | NO
EM30 | 10303097 | X | M | NO | CADWELD POWDER, # 150 | EA | ZELC | Not ordered | NO | NO
EM07 | 10303098 | X | M | NO | FLEXIBLE WIRE, 1Cx2.5 SQMM, YELLOW COLOR | RL | ZELC | Not ordered | NO | NO
EM07 | 10303099 | X | M | NO | FLEXIBLE WIRE, 1Cx1.5 SQMM, RED COLOR | RL | ZELC | Not ordered | NO | NO
EM07 | 10303100 | NO | M | NO | FLEXIBLE WIRE, 1Cx1.5 SQMM, YELLOW COLOR | RL | ZELC | Not ordered | 10303100 | NO
EM07 | 10303101 | X | M | NO | FLEXIBLE WIRE, 1Cx1.5 SQMM, BLUE COLOR | RL | ZELC | Not ordered | NO | NO
EM07 | 10303102 | X | M | NO | FLEXIBLE WIRE, 1Cx1.5 SQMM, GREY COLOR | RL | ZELC | Not ordered | NO | NO
EM30 | 10303109 | NO | M | NO | LAUNDRY MARKER, EDDING 8040, 1 mm | EA | ZELC | Not ordered | NO | NO
EM34 | 10303110 | NO | M | NO | PROGRAMMABLE TRANSDUCER,CEWE,DPT200-201 | EA | ZELC | Not ordered | NO | NO
EM34 | 10303111 | NO | M | NO | PROGRAMMABLE TRANSDUCER,CEWE,DPT200-301 | EA | ZELC | Not ordered | NO | NO
EM34 | 10303112 | NO | M | NO | VOLTAGE TRANSDUCER,CEWEDU125,CEWE | EA | ZELC | Not ordered | NO | NO
EM34 | 10303113 | X | M | NO | TAP TRANSDUCER,CEWE DR335,CEWE | EA | ZELC | Not ordered | NO | NO
EM12 | 10303117 | X | M | NO | do not use/ deleted. | EA | ZELC | Not ordered | NO | NO
EM11 | 10303122 | X | M | NO | do not use/ deleted. | EA | ZELC | Not ordered | NO | NO
EM12 | 10303124 | X | M | NO | do not use/ deleted. | EA | ZELC | Not ordered | NO | NO
EM09 | 10303135 | NO | M | NO | MCB, 3P, 100A, 20KA, 415V, LEGRAND | EA | ZELC | Not ordered | NO | NO
EM11 | 10303136 | X | M | NO | LUG, 2.5 MM2, PIN, BLUE, BF-P10,CEMBRE | PAC | ZELC | Not ordered | NO | NO
EM12 | 10303138 | NO | M | NO | TERMINAL BLOCK,WTR2.5 STB2.3,1855620000, | EA | ZELC | Not ordered | 10303138 | NO
EM12 | 10303139 | NO | M | NO | TERMINAL BLOCK,WTR 4/ZZ STB,1905100000 | EA | ZELC | Not ordered | 10303139 | NO
EM12 | 10303140 | NO | M | NO | TERMINAL BLOCK,WDU ZZ 4/ZZ,1905060000 | EA | ZELC | Not ordered | 10303140 | NO
EM12 | 10303141 | NO | M | NO | TERMINAL BLOCK,WDU35,10205000 | EA | ZELC | Not ordered | 10303141 | NO
EM12 | 10303150 | NO | M | NO | do not use/ deleted. | EA | ZELC | Not ordered | NO | NO
EM12 | 10303152 | NO | M | NO | Screw Shorting link, PMP13+CPM57, CABUR | EA | ZELC | Not ordered | NO | NO
EM07 | 10303153 | X | M | NO | CABLE,FLEXIBLE, 4Cx1.5 MM2, BLACK, | M | ZELC | Not ordered | NO | NO
ITM2 | 10303188 | NO | M | 10600580 | LAPTOP,DELL INSPIRON 5567, I7, 8GB RAM, | EA | ZELC | Not ordered | 10303188 | NO
EM11 | 10303192 | NO | M | NO | REDUCER,¾” M x ½” F, BRASS W/NICKLE | EA | ZELC | Not ordered | NO | NO
EM11 | 10303193 | NO | M | NO | LOCK NUT - 3/4", BRASS, NICKLE PLATED | EA | ZELC | Not ordered | NO | NO
EM30 | 10303195 | X | M | NO | UNISTRUCT CHNL B/B PLAIN, 41x41x1.5mm,3M | EA | ZELC | Not ordered | NO | NO
EM11 | 10303200 | NO | M | NO | BLOCKING DIODE, EB4D,1SNA010134R1700,ABB | EA | ZELC | Not ordered | NO | NO
EM23 | 10303201 | X | M | NO | Power Supply, AC/DC - DC, CSF120C, CABUR | EA | ZELC | Not ordered | NO | NO
EM23 | 10303202 | X | M | NO | Power Supply, AC - DC, CSF240C, CABUR | EA | ZELC | Not ordered | NO | NO
EM22 | 10303212 | X | M | NO | ENCLOSURE, 8"x8"x4", PVC, KRALOY | EA | ZELC | Not ordered | NO | NO
EM22 | 10303213 | X | M | NO | ENCLOSURE, 8"x6"x4", NEMA 4.4xPVC | EA | ZELC | Not ordered | NO | NO
EM22 | 10303214 | X | M | NO | ENCLOSURE, 8"x8"x4", PVC JUNCTION BOX | EA | ZELC | Not ordered | NO | NO
ZS04 | 10303221 | X | M | NO | Enclosure Non-Metallic PVC Plastic Elect | EA | ZELC | Not ordered | NO | NO
ZS04 | 10303222 | X | M | NO | Enclosure elect Nema 4.4X PVC Euro | EA | ZELC | Not ordered | NO | NO
AM07 | 10303225 | NO | M | NO | SIGN, ALUM, DG3 REFLECTIVE STKR, 90x90x3 | EA | ZELC | Not ordered | NO | NO
EM07 | 10303226 | NO | M | NO | CABLE GLAND, 3C x 500 SQ.MM | EA | ZELC | Not ordered | NO | NO
EM11 | 10303227 | NO | M | NO | CLAMP, 115 SQ.MM NOVA | EA | ZELC | Not ordered | NO | NO
EM22 | 10303230 | NO | M | NO | PANEL LIFTER W/ 2 JAWS FOR TILES LIFTING | EA | ZELC | Not ordered | NO | NO
EM11 | 10303237 | NO | M | NO | CLAMP, 500 SQ.MM, NOVA | EA | ZELC | Not ordered | NO | NO
EM07 | 10303241 | NO | M | NO | S-FTP PVC 4 PAIR CABLE(24AWG) SOLID CAT6 | M | ZELC | Not ordered | NO | NO
IM04 | 10303256 | X | M | NO | LEASED LINE MODEM, MIU202T, 48-240VAC/DC | EA | ZELC | Not ordered | NO | NO
IM04 | 10303257 | X | M | NO | LEASED LINE MODEM, MIU202T LV, 9-36VDC | EA | ZELC | Not ordered | NO | NO
EM19 | 10303261 | X | M | NO | HALOGEN LIGHT ASSY. 220V, 400W | EA | ZELC | Not ordered | NO | NO
EM19 | 10303265 | X | M | NO | FLOURSCENT LIGHT ASSY. 2' (2 FT) | EA | ZELC | Not ordered | NO | NO
EM19 | 10303266 | X | M | NO | FLOURSCENT LIGHT ASSY. 4' (4 FT) | EA | ZELC | Not ordered | NO | NO
EM22 | 10303268 | X | M | NO | PANEL,DISTRIBUTION, 12 WAYS, 100 AMP MCB | EA | ZELC | Not ordered | NO | NO
EM07 | 10303272 | X | M | NO | CABLE MARKER, KSS MC-1, 100/PKT | PAC | ZELC | Not ordered | NO | NO
EM09 | 10303281 | NO | M | NO | MOTOR CIRCUIT BREAKER, 200A, W/STARTER | EA | ZELC | Not ordered | NO | NO
EM15 | 10303290 | NO | M | NO | BACK BOX, 300x300x150MM,W/PROOF,IP65 | EA | ZELC | Not ordered | NO | NO
EM11 | 10303292 | NO | M | NO | 1” SUB-DUCT PIPE | RL | ZELC | Not ordered | NO | NO
AM05 | 10303294 | NO | M | NO | CUPBOARD | EA | ZELC | Not ordered | NO | NO
CM09 | 10303297 | NO | M | NO | SIGMA THINNER 21-22 5Ltrs | L | ZELC | Not ordered | NO | NO
EM08 | 10303302 | X | M | NO | PROGRAMMABLE TRANSDUCER,CEWE,DPT201-303 | EA | ZELC | Not ordered | NO | NO
EM08 | 10303303 | NO | M | NO | PROGRAMMABLE TRANSDUCER,CEWE,DPT201-203 | EA | ZELC | Not ordered | NO | NO
EM08 | 10303304 | X | M | NO | PROGRAMMABLE TRANSDUCER,DPT100 611-11F | EA | ZELC | Not ordered | NO | NO
EM24 | 10303306 | X | M | NO | BTLF ON DELAY TIMER,GE,GEC-BTLF30C | EA | ZELC | Not ordered | NO | NO
EM24 | 10303307 | X | M | NO | BTLF OFF DELAY TIMER, GE,GEC-BTLF30D | EA | ZELC | Not ordered | NO | NO
IM03 | 10303311 | NO | M | NO | CABLE,5Px1.5mm²,CU/XLPE/OS/FRPVC,600V | M | ZELC | Not ordered | NO | NO
IM03 | 10303312 | NO | M | NO | CABLE,4Px1.5mm²,CU/XLPE/OS/FRPVC,600V | M | ZELC | Not ordered | NO | NO
EM12 | 10303319 | NO | M | NO | TERMINAL MARKER,WDM051796 | EA | ZELC | Not ordered | 10303319 | NO
EM08 | 10303326 | NO | M | NO | PROTOCAL CONVERTER,MAUELL,IEC 101 TO 104 | EA | ZELC | Not ordered | NO | NO
IM03 | 10303327 | X | M | NO | TELEPHONE CABLE,100PAIRS,24AWG,CAT3 | M | ZELC | Not ordered | NO | NO
EM25 | 10303329 | X | M | NO | RESISTOR FOR A/C FAN - ISUZU -EXR | EA | ZELC | Not ordered | NO | NO
EM12 | 10303336 | NO | M | NO | END PLATE,WAP WDU/WTR4ZZ | EA | ZELC | Not ordered | 10303336 | NO
ITM4 | 10303342 | NO | M | NO | CARTRIDGE, TONER, HP, 131A, CF211A | EA | ZELC | Not ordered | NO | NO
ITM4 | 10303344 | NO | M | NO | CARTRIDGE, TONER, HP, 131A, CF212A | EA | ZELC | Not ordered | NO | NO
EM08 | 10303360 | X | M | NO | WESDAC D20C,GE,D20C-132O-O41U-UA | EA | ZELC | Not ordered | NO | NO
EM22 | 10303386 | NO | M | NO | FAN&FILTER UNIT,RITTAL,SK 3243.100 | EA | ZELC | Not ordered | NO | NO
EM22 | 10303389 | NO | M | NO | MOUNTING ANGLE,RITTAL,DK7827.220,19",47U | EA | ZELC | Not ordered | 10303389 | NO
EM12 | 10303390 | NO | M | NO | SHORTING LINK,WDR,1758260000 | EA | ZELC | Not ordered | 10303390 | NO
EM30 | 10303405 | NO | M | NO | GROUNDING CONNECTOR TERM. LUG, 35 MM2 | EA | ZELC | Not ordered | NO | NO
EM30 | 10303406 | NO | M | NO | GROUNDING CONNECTOR TERM. LUG, 70 MM2 | EA | ZELC | Not ordered | NO | NO
EM15 | 10303414 | NO | M | NO | CONDUIT,PVC, 50 MM, SCH.40, NEMA TC 2 | M | ZELC | Not ordered | NO | NO
EM11 | 10303415 | NO | M | NO | GROUNDING ROD, SS 20mm Dia x 3 Mts long, | EA | ZELC | Not ordered | NO | NO
EM11 | 10303416 | NO | M | NO | GROUNDING CLAMP (GUV)20MMx16-70MM2 CABLE | EA | ZELC | Not ordered | NO | NO
EM15 | 10303420 | NO | M | NO | EMT CONDUIT, 3”, 3M LONG, PANASONIC | EA | ZELC | Not ordered | NO | NO
EM15 | 10303421 | NO | M | NO | EMT CONDUIT - 2”, 3M LONG, PANASONIC | EA | ZELC | Not ordered | NO | NO
EM15 | 10303422 | NO | M | NO | EMT ELBOW - 2”, 90 DEGREE | EA | ZELC | Not ordered | NO | NO
EM15 | 10303423 | NO | M | NO | EMT CONNECTOR - 2”, (SCREW TYPE) | EA | ZELC | Not ordered | NO | NO
EM15 | 10303424 | NO | M | NO | EMT COUPLING - 2”, (SCREW TYPE) | EA | ZELC | Not ordered | NO | NO
EM15 | 10303425 | NO | M | NO | LIQUID TIGHT FLEXIBLE CONDUIT - 2", | M | ZELC | Not ordered | NO | NO
EM04 | 10303426 | NO | M | NO | BATTERY, RECHARGEABLE, 12V, 2A, MAKITA | EA | ZELC | Not ordered | NO | NO
MM30 | 10303427 | NO | M | NO | BATTERY CELL, 9V | EA | ZELC | Not ordered | NO | NO
EM30 | 10303429 | NO | M | NO | BATTERY,12V,5A,VT1205,FOR MEGGER MIT520 | EA | ZELC | Not ordered | NO | NO
EM22 | 10303431 | NO | M | NO | JUNCTION BOX,SS,NEMA 4X, 200x200x150, | EA | ZELC | Not ordered | NO | NO
EM15 | 10303433 | NO | M | NO | JUNCTION BOX, PVC, 3" x 3" | EA | ZELC | Not ordered | NO | NO
EM15 | 10303434 | NO | M | NO | EMT COUPLING, 3/4" W/ SCREW | EA | ZELC | Not ordered | NO | NO
EM15 | 10303435 | NO | M | NO | SWITCH, SINGLE, 13AMP, 3" x 3" | EA | ZELC | Not ordered | NO | NO
EM15 | 10303436 | NO | M | NO | SWITCH, TWO GANG, 13AMP, 3" x 3" | EA | ZELC | Not ordered | NO | NO
EM15 | 10303437 | NO | M | NO | SWITCH, THREE GANG, 13AMP, 3" x 3" | EA | ZELC | Not ordered | NO | NO
EM15 | 10303438 | NO | M | NO | ELECTRIC OUTLET, SINGLE, 13AMP, 3" x 3" | EA | ZELC | Not ordered | NO | NO
EM15 | 10303439 | NO | M | NO | ELECTRIC OUTLET, DOUBLE, 13AMP, 3" x 3" | EA | ZELC | Not ordered | NO | NO
EM15 | 10303440 | NO | M | NO | JUNCTION BOX, PVC, 3" x 7" | EA | ZELC | Not ordered | NO | NO
EM15 | 10303441 | NO | M | NO | JUNCTION BOX,PVC, 3" x 3",WEATHER PROOF | EA | ZELC | Not ordered | NO | NO
EM09 | 10303449 | X | M | NO | MCB, AEG, 2 pole, 32A, 415V, E92XC32 | EA | ZELC | Not ordered | NO | NO
EM11 | 10303450 | X | M | NO | TEE, 100 X 100 X 1.5 MM | EA | ZELC | Not ordered | NO | NO
EM22 | 10303462 | X | M | NO | MOUNTING ANGLE,RITTAL,DK7827.221,19",47U | PAC | ZELC | Not ordered | NO | NO
EM22 | 10303465 | X | M | NO | SUPPORT BRACKET FOR TS,RITTAL,TS8800.370 | EA | ZELC | Not ordered | NO | NO
EM22 | 10303466 | X | M | NO | SUPPORT BRACKET FOR TS,RITTAL,TS8800.330 | EA | ZELC | Not ordered | NO | NO
EM11 | 10303478 | NO | M | NO | HEATING GUN KIT | EA | ZELC | Not ordered | NO | NO
EM04 | 10303482 | X | M | NO | BLOWER FAN,BENNING,D2E133-AM47-C5 | EA | ZELC | Not ordered | NO | NO
EM11 | 10303483 | NO | M | NO | CURRENT LEAD, 20A, CAT No. 835313 | EA | ZELC | Not ordered | NO | NO
EM04 | 10303484 | X | M | NO | DC REGULATOR CARD,D380G125/450 BwrugTDG3 | EA | ZELC | Not ordered | NO | NO
EM22 | 10303486 | NO | M | NO | SS BOX, NEMA 4X IP66, 18"x18"x8" | EA | ZELC | Not ordered | NO | NO
EM16 | 10303488 | NO | M | NO | CABLE LADDER, G.I., 430X100X2440 mm | EA | ZELC | Not ordered | NO | NO
EM07 | 10303490 | NO | M | NO | CABLE, WELDING 35 SQ.MM. | RL | ZELC | Not ordered | NO | NO
EM19 | 10303491 | NO | M | NO | TORCH LIGHT, RECHARGEABLE, MEDIUM | EA | ZELC | Not ordered | NO | NO
EM11 | 10303496 | NO | M | NO | INSULATION FIBER, 2M x 3 M x6 MM | EA | ZELC | Not ordered | NO | NO
EM11 | 10303497 | X | M | NO | ANALOGIC CONVERTER,CABUR,CAPIPO3 | EA | ZELC | Not ordered | NO | NO
EM11 | 10303502 | NO | M | NO | POWER WELD METAL,NO 75,10 CART/BOX W/DIS | BOX | ZELC | Not ordered | NO | NO
EM11 | 10303503 | NO | M | NO | ENGRAVING PLATE, SS,150 X 55 MM | EA | ZELC | Not ordered | NO | NO
EM11 | 10303504 | NO | M | NO | ENGRAVING PLATE, SS, 55 X 10 MM | EA | ZELC | Not ordered | NO | NO
EM15 | 10303521 | NO | M | NO | CONDUIT LT FLEXIBLE 2-1/2,UL | RL | ZELC | Not ordered | NO | NO
EM15 | 10303522 | NO | M | NO | CONNECTOR LT STRAIGHT,ZINC 2-2-1/2 | EA | ZELC | Not ordered | NO | NO
EM24 | 10303532 | NO | M | NO | BAY CONTROL UNIT,ABB,REC670*1.2-A30X00X0 | EA | ZELC | Not ordered | NO | NO
EM30 | 10303535 | NO | M | NO | COPPER COIL, 7/8 X 0.45" | RL | ZELC | Not ordered | NO | NO
EM30 | 10303536 | NO | M | NO | COPPER COIL, 1/2" | RL | ZELC | Not ordered | NO | NO
EM30 | 10303537 | NO | M | NO | INSULATION TUBE, 7/8 X 3/8" | EA | ZELC | Not ordered | NO | NO
EM30 | 10303538 | NO | M | NO | INSULATION TUBE, 1/2 X 3/8" | EA | ZELC | Not ordered | NO | NO
EM11 | 10303552 | NO | M | NO | CABLE LUG, 240 X 12MM, 1 HOLE | EA | ZELC | Not ordered | NO | NO
EM12 | 10303563 | NO | M | NO | COVER HOLDER,WEIDMULLER,04858600 | EA | ZELC | Not ordered | 10303563 | NO
EM12 | 10303635 | X | M | NO | TERMINAL BLOCK,PHOENIX,OTTA-25,790488 | EA | ZELC | Not ordered | NO | NO
EM22 | 10303636 | X | M | NO | DOOR LIMIT SWITCH,OMRON,Z-15EW22-B,15A, | EA | ZELC | Not ordered | NO | NO
EM07 | 10303640 | X | M | NO | CABLE,1Cx630mm2,6KV,CU/XLPE/PVC | M | ZELC | Not ordered | NO | NO
EM22 | 10303643 | NO | M | NO | HEATER,SURYA,SYH 230-100,60Hz,100W,150 | EA | ZELC | Not ordered | NO | NO
EM11 | 10303660 | NO | M | NO | PRESSURE SWITCH,KIDDLE,06-118262-001 | EA | ZELC | Not ordered | NO | NO
EM07 | 10303663 | NO | M | NO | POWER CABLE,3X240MM2,XLPE,PVC,15KV | M | ZELC | Not ordered | NO | NO
EM07 | 10303664 | NO | M | NO | TERMINATION KIT,FOR 15KV,3X240MM2 | EA | ZELC | Not ordered | NO | NO
EM11 | 10303667 | NO | M | NO | PANIC THRESHOLD,HAGER,520SN,4.00m,MILL | EA | ZELC | Not ordered | NO | NO
EM19 | 10303679 | NO | M | NO | BULB,CFL,25WATTS,220V | EA | ZELC | Not ordered | NO | NO
IM04 | 10303692 | NO | M | NO | INTERPHONE | SET | ZELC | Not ordered | NO | NO
EM22 | 10303700 | NO | M | NO | THERMOSTAT,STEGO,01131.0-00 | EA | ZELC | Not ordered | NO | NO
EM24 | 10303718 | NO | M | NO | RELAY, ZIV,81DVL4F2CSDA6QML | EA | ZELC | Not ordered | NO | NO
EM24 | 10303719 | NO | M | NO | RELAY, SEL, 04515611XC2X4H224XXXX | EA | ZELC | Not ordered | NO | NO
EM24 | 10303720 | NO | M | NO | RELAY, ZIV,6RTV-P4N-22Y406SM | EA | ZELC | Not ordered | NO | NO
EM24 | 10303721 | NO | M | NO | RELAY,SIEMENS, 7SJ6411-5EB92-IFE0-LOS | EA | ZELC | Not ordered | NO | NO
EM11 | 10303722 | NO | M | NO | PQ METER, ENTES,MPR,FQ1108 | EA | ZELC | Not ordered | NO | NO
EM11 | 10303723 | NO | M | NO | PQ METER, ISKRA, FQ1108, ZQ1108 | EA | ZELC | Not ordered | NO | NO
EM11 | 10303724 | NO | M | NO | PQ METER, ISKRA, ZQ1108, SQ0104 | EA | ZELC | Not ordered | NO | NO
EM24 | 10303725 | NO | M | NO | RELAY, SIEMENS, TR2417PG1524-1JC60-1AF0 | EA | ZELC | Not ordered | NO | NO
EM24 | 10303726 | NO | M | NO | CB, SCHNEIDER, C264L11I691000260400B0U11 | EA | ZELC | Not ordered | NO | NO
EM24 | 10303727 | NO | M | NO | RELAY,SIEMENS, XR1537PG1741-1AE10-4AA0 | EA | ZELC | Not ordered | NO | NO
EM24 | 10303728 | NO | M | NO | RELAY, ABB, RXSF1RK271019-AN | EA | ZELC | Not ordered | NO | NO
EM24 | 10303729 | NO | M | NO | RELAY, SIEMENS, AR1117PG1111-1DD30-0AF0 | EA | ZELC | Not ordered | NO | NO
EM09 | 10303730 | NO | M | NO | MCB,HAGER, MC216A+MZ201 | EA | ZELC | Not ordered | NO | NO
EM09 | 10303732 | NO | M | NO | CB, HAGER, NCN210A+MZ201 | EA | ZELC | Not ordered | NO | NO
EM22 | 10303733 | NO | M | NO | PUSH BUTTON,3SB3601-0AA11+3SB3400-0A | EA | ZELC | Not ordered | NO | NO
EM22 | 10303734 | NO | M | NO | PUSH BUTTON, GIOVENZANA, PPRN8 | EA | ZELC | Not ordered | NO | NO
EM22 | 10303735 | NO | M | NO | SELECTOR SWITCH, SIEMENS, 3SB3210-2DA11 | EA | ZELC | Not ordered | NO | NO
EM22 | 10303736 | NO | M | NO | SELECTOR SWITCH,ABB,RTXP 24 RK926315-AH | EA | ZELC | Not ordered | NO | NO
EM22 | 10303737 | NO | M | NO | FT TEST PLUG, ABB, FT1,7B4618604 | EA | ZELC | Not ordered | NO | NO
EM11 | 10303738 | NO | M | NO | PQ METER, NEXUS, NEXUS 1500 | EA | ZELC | Not ordered | NO | NO
EM11 | 10303739 | NO | M | NO | POWER METER,ALPHA,A 1884 RAL NC | EA | ZELC | Not ordered | NO | NO
EM30 | 10303741 | NO | M | NO | SIGNBOARD, SS, 51 X 51 CM | EA | ZELC | Not ordered | NO | NO
EM11 | 10303751 | NO | M | NO | CABLE LUG, 35 MM2 x 12 MM HOLE, BURNDY, | EA | ZELC | Not ordered | NO | NO
EM30 | 10303752 | NO | M | NO | CAD WELD MOLD TEE,70 x 35 x 70, EXOTHERM | EA | ZELC | Not ordered | NO | NO
EM30 | 10303753 | NO | M | NO | CAD WELD MOLD TEE,70 x 70 x 70, EXOTHERM | EA | ZELC | Not ordered | NO | NO
EM30 | 10303754 | NO | M | NO | CAD WELD POWDER # 90 (10TUBE/PAC)W/DISK | PAC | ZELC | Not ordered | NO | NO
EM07 | 10303757 | NO | M | NO | INST.CABLE,12PRx16 AWG FR- PVC, IS /OS, | M | ZELC | Not ordered | NO | NO
EM12 | 10303781 | NO | M | NO | CARD,100 TAGS,1-50,CNU/8/001,NU0851001 | EA | ZELC | Not ordered | NO | NO
EM30 | 10303791 | NO | M | NO | CADWELD MOLD TEE, 70X70X70 | EA | ZELC | Not ordered | NO | NO
EM30 | 10303792 | NO | M | NO | CADWELD MOLD TEE, 70X35X70 | EA | ZELC | Not ordered | NO | NO
EM30 | 10303793 | NO | M | NO | CADWELD POWDER # 90 with DISC(10pcs/box) | EA | ZELC | Not ordered | NO | NO
EM30 | 10303794 | NO | M | NO | IGNITER GUN | EA | ZELC | Not ordered | NO | NO
EM11 | 10303799 | NO | M | NO | EMT CONNECTOR, 4", STRAIGHT L/T | EA | ZELC | Not ordered | NO | NO
EM11 | 10303800 | NO | M | NO | EMT HOSE, 4", FLEXIBLE GRAY | EA | ZELC | Not ordered | NO | NO
EM11 | 10303801 | NO | M | NO | HOSE,BLACK, 32 MM,100 MTR | EA | ZELC | Not ordered | NO | NO
IM04 | 10303802 | NO | M | NO | CABLE,2x16 AWG,UNSHIELD | M | ZELC | Not ordered | NO | NO
EM09 | 10303803 | NO | M | NO | AC BREAKER, 6 AMP, 2 POLE | EA | ZELC | Not ordered | NO | NO
EM30 | 10303804 | NO | M | NO | DIN RAIL | EA | ZELC | Not ordered | NO | NO
EM30 | 10303805 | NO | M | NO | CABLE TIE,3M,PVC,150 x 2.5mm,BLACK | PAC | ZELC | Not ordered | NO | NO
EM11 | 10303806 | NO | M | NO | SOCKET 13A, MK K1816WHI,2 GANG DP SWITCH | EA | ZELC | Not ordered | NO | NO
EM07 | 10303807 | NO | M | NO | FLEXIBLE WIRE, 4 MM2, RED,WHITE & GREEN | M | ZELC | Not ordered | NO | NO
EM30 | 10303808 | NO | M | NO | UNISTRUT CHANNEL, 41x21x1.5, SLOTTED, 3M | EA | ZELC | Not ordered | NO | NO
EM08 | 10303812 | NO | M | NO | DATA DISPLAY PANEL,GE,D25S-F6U,540-0256 | EA | ZELC | Not ordered | NO | NO
EM12 | 10303837 | NO | M | NO | END CLAMP,CABUR,BT003, Colour: BLACK | EA | ZELC | Not ordered | NO | NO
EM12 | 10303838 | NO | M | NO | TB MARKER,BLANK,10x5.1mm,CABUR, NU1061 | EA | ZELC | Not ordered | NO | NO
EM24 | 10303840 | NO | M | NO | ANNUNCIATOR,16 WAY, ESS, 59B1611PD000 | EA | ZELC | Not ordered | NO | NO
IM03 | 10303870 | NO | M | NO | CABLE,3CX185mm2,CU/XLPE/PVC,12/20KV | M | ZELC | Not ordered | NO | NO
EM08 | 10303874 | NO | M | NO | PCB, DIG IN CNTRL,SIEMENS,P/N:1011585000 | EA | ZELC | Not ordered | NO | NO
EM08 | 10303875 | NO | M | NO | PCB, DIGITAL IN TERM 24V,1016140000 | EA | ZELC | Not ordered | NO | NO
EM08 | 10303876 | NO | M | NO | PANEL, BULK TERM. MOUNT ,P/N:1015990000 | EA | ZELC | Not ordered | NO | NO
EM08 | 10303877 | NO | M | NO | PCB, ANA IN CNTRL,SIEMENS,P/N:1011577000 | EA | ZELC | Not ordered | NO | NO
EM08 | 10303878 | NO | M | NO | PCB, ANA IN TERM 1M W/DB25S,1016144000 | EA | ZELC | Not ordered | NO | NO
EM08 | 10303879 | NO | M | NO | PCB, REL OUT CNTRL,SIEMENS,1016954000 | EA | ZELC | Not ordered | NO | NO
EM08 | 10303880 | NO | M | NO | PCB, RELAY TERMINATION (MOM),1011624000 | EA | ZELC | Not ordered | NO | NO
EM08 | 10303881 | NO | M | NO | PANEL, AUX MOUNT, 19",SIEMENS,1013072000 | EA | ZELC | Not ordered | NO | NO
EM08 | 10303886 | NO | M | NO | D25,GE,D25-656A-E3UU-UUUU-UUUB-UA | EA | ZELC | Not ordered | NO | NO
EM07 | 10303896 | NO | M | NO | WIRE,SIS,1Cx12AWG,600V,G/Y,500FT | RL | ZELC | Not ordered | NO | NO
EM30 | 10303897 | NO | M | NO | LADDER,FIBERGLASS,A TYPE,17 Ft | EA | ZELC | Not ordered | NO | NO
EM30 | 10303898 | NO | M | NO | LADDER,FIBERGLASS,EXTENDIBLE,9-16.5 Ft | EA | ZELC | Not ordered | NO | NO
EM24 | 10303902 | NO | M | NO | RELAY, ABB, RED670-B32X00-B10B11B21C24H+ | EA | ZELC | Not ordered | NO | NO
EM24 | 10303903 | NO | M | NO | RELAY, ABB, RED670-B32X00-B10B11B21C24H+ | EA | ZELC | Not ordered | NO | NO
EM24 | 10303911 | NO | M | NO | OMRON RELAY,24VDC,OMRON MKS2PIN-DC24,DPD | EA | ZELC | Not ordered | NO | NO
EM30 | 10303925 | NO | M | NO | WARNING TAPE,150mm W x152 UM (mil) THICK | RL | ZELC | Not ordered | NO | NO
EM30 | 10303926 | NO | M | NO | RED CONC. TILES,400mmL x 200mm W x 50mmT | EA | ZELC | Not ordered | NO | NO
EM07 | 10303942 | NO | M | NO | CABLE,2Cx16AWG,300V,CU/PVC INSULATION | M | ZELC | Not ordered | NO | NO
EM34 | 10303946 | NO | M | NO | TRANSDUCER,POWER,TILLQUIST,PQ430RT-1133 | EA | ZELC | Not ordered | NO | NO
EM24 | 10303950 | NO | M | NO | RELAY, SEL,0411L0X6X5C8CDXH6242424(6431) | EA | ZELC | Not ordered | NO | NO
EM24 | 10303951 | NO | M | NO | RELAY, SEL,0411L0X6X1C8CDXH6242424(6391) | EA | ZELC | Not ordered | NO | NO
ITM1 | 10303952 | NO | M | NO | GPS WITH ANTENNA, SEL, 24070001B | EA | ZELC | Not ordered | NO | NO
EM11 | 10303953 | NO | M | NO | SUPPLY OF SPARE PARTS FOR 13.8kV SWITCHG | LOT | ZELC | Not ordered | NO | NO
EM11 | 10303954 | NO | M | NO | SUPPLY OF SPARE PARTS FOR ACDB | LOT | ZELC | Not ordered | NO | NO
EM11 | 10303955 | NO | M | NO | SUPPLY OF SPARE PARTS FOR DCDB | LOT | ZELC | Not ordered | NO | NO
EM25 | 10303957 | NO | M | NO | EXTERNALRESISTOR,HVR,PE180H1KKADJ | EA | ZELC | Not ordered | NO | NO
EM22 | 10303965 | NO | M | NO | JUNCTION BOX,SS,300x300x152,XLVS11212061 | EA | ZELC | Not ordered | NO | NO
EM04 | 10303968 | NO | M | NO | BATTERY, 12, 5AH, (HZS 12-5), MADE:HAZE | EA | ZELC | Not ordered | NO | NO
EM24 | 10303993 | NO | M | NO | RELAY,MY2AC110120S,OMRON,110/120 V | EA | ZELC | Not ordered | NO | NO
EM24 | 10303994 | NO | M | NO | GLASS FUSE, 3A, 25MM X 5 MM | EA | ZELC | Not ordered | NO | NO
EM24 | 10304006 | NO | M | NO | RELAY, SIEMENS, 7SA5225-4DB22-4QR5 | EA | ZELC | Not ordered | NO | NO
EM11 | 10304031 | NO | M | NO | INSULATING BOOT, 500 V, | EA | ZELC | Not ordered | NO | NO
EM30 | 10304037 | NO | M | NO | COUPLING, PVC, 200 MM, SCH 40, | EA | ZELC | Not ordered | NO | NO
EM30 | 10304041 | NO | M | NO | COUPLING, PVC, 50 MM, SCH 40, | EA | ZELC | Not ordered | NO | NO
EM19 | 10304051 | NO | M | NO | BALLAST,220V,18 WATTS FOR TUBE LIGHT | EA | ZELC | Not ordered | NO | NO
EM11 | 10304053 | NO | M | NO | RUN HOUR METER,6-36V DC,M243-157-G-BU-ZH | EA | ZELC | Not ordered | NO | NO
EM11 | 10304054 | NO | M | NO | DC AMMETER, SCALE:0-25A, 240 DEG,72x72MM | EA | ZELC | Not ordered | NO | NO
EM30 | 10304055 | NO | M | NO | GLASS FUSE, 3A, 5mm X 20mm | EA | ZELC | Not ordered | NO | NO
EM12 | 10304062 | NO | M | NO | TERM. NUMBER,1-25 HORZ. P/N.0473460001 | EA | ZELC | Not ordered | NO | NO
EM30 | 10304082 | NO | M | NO | DUCT 30 x 50 ( W x H), UL LISTED | EA | ZELC | Not ordered | NO | NO
EM30 | 10304083 | NO | M | NO | DUCT 60 x 50 ( W x H), UL LISTED | EA | ZELC | Not ordered | NO | NO
EM11 | 10304086 | NO | M | NO | FUSE, 30 AMP | EA | ZELC | Not ordered | NO | NO
EM11 | 10304087 | NO | M | NO | CABLE GLAND, M90, SS316 CMP,SINGLE COMPR | EA | ZELC | Not ordered | NO | NO
EM07 | 10304115 | NO | M | NO | SPLICING KIT,3Cx185MM2,LV MOTOR,LEAD PIG | SET | ZELC | Not ordered | NO | NO
EM07 | 10304116 | NO | M | NO | SPLICING KIT,3Cx120MM2,LV MOTOR,LEAD PIG | SET | ZELC | Not ordered | NO | NO
EM23 | 10304121 | NO | M | NO | VTs,(VOLTAGE TRANSFORMER)-280/230V,MVT25 | EA | ZELC | Not ordered | NO | NO
EM11 | 10304141 | NO | M | NO | FLOOR BACK BOX,POP-UP,ALUM,LEGRAND | EA | ZELC | Not ordered | NO | NO
EM11 | 10304143 | NO | M | NO | DATA SOCKET,RJ45,UTP 8-CONTACT,LEGRAND | EA | ZELC | Not ordered | NO | NO
EM16 | 10304144 | NO | M | NO | PURPORATED CABLE TRAY COVER,100x50MM,HDG | EA | ZELC | Not ordered | NO | NO
EM11 | 10304147 | NO | M | NO | 3 PIN PLUG, AMERICAN STD (FM APPROVED,UL | EA | ZELC | Not ordered | NO | NO
EM11 | 10304148 | NO | M | NO | EXTENSION CORD (FM APPROVED,UL,SA,CE) | EA | ZELC | Not ordered | NO | NO
EM11 | 10304149 | NO | M | NO | ROUND PLUG 22 VOLTS (FM APPROVED,UL,SA, | EA | ZELC | Not ordered | NO | NO
EM11 | 10304150 | NO | M | NO | JUNCTION BOX WITH CABLE (FM APPROVED,UL, | EA | ZELC | Not ordered | NO | NO
EM11 | 10304151 | NO | M | NO | INDUSTRIAL PLUG MALE & FEMALE 3 PIN | EA | ZELC | Not ordered | NO | NO
EM11 | 10304152 | NO | M | NO | INDUSTRIAL PLUG MALE & FEMALE 4 PIN 16 A | EA | ZELC | Not ordered | NO | NO
EM11 | 10304153 | NO | M | NO | INDUSTRIAL PLUG MALE & FEMALE 5 PIN 32A | EA | ZELC | Not ordered | NO | NO
EM11 | 10304154 | NO | M | NO | INDUSTRIAL PLUG MALE & FEMALE 2 PIN 10A | EA | ZELC | Not ordered | NO | NO
EM11 | 10304155 | NO | M | NO | CABLE REEL PORTABLE 3 PIN (FM APPROVE | EA | ZELC | Not ordered | NO | NO
EM11 | 10304156 | NO | M | NO | 3 PIN SOCKET AMERICAN STANDARD (FM A | EA | ZELC | Not ordered | NO | NO
EM11 | 10304157 | NO | M | NO | 3 POLE BREAKER COMPLETE FITTING BOX, | EA | ZELC | Not ordered | NO | NO
EM11 | 10304158 | NO | M | NO | 1 GANG SWITCH ON/OFF (FM APPROVED, UL,SA | EA | ZELC | Not ordered | NO | NO
EM11 | 10304159 | NO | M | NO | A/C SWITCH 220 VOLTS 30 AMP (FM APPROVED | EA | ZELC | Not ordered | NO | NO
EM07 | 10304161 | NO | M | NO | SPLICING KIT,3Cx70MM2,LV MOTOR,LEAD PIG | EA | ZELC | Not ordered | NO | NO
EM22 | 10304164 | NO | M | NO | ENCLOSURE, FRONT DOOR, 2200X800X800 | EA | ZELC | Not ordered | NO | NO
EM07 | 10304220 | NO | M | NO | CABLE,2PR x 1.5mm2 (16AWG) OA SHLD CABLE | M | ZELC | Not ordered | NO | NO
EM07 | 10304226 | NO | M | NO | CABLE,6PR x 2.5mm2 (14AWG) OA SHLD CABLE | M | ZELC | Not ordered | NO | NO
EM07 | 10304229 | NO | M | NO | CABLE,1PR x 1.5mm2 (16AWG) IND & OA SHLD | M | ZELC | Not ordered | NO | NO
EM08 | 10304237 | NO | M | NO | D400 GATEWAY,D400-QAU-112U-UUUU-AU12-AA+ | EA | ZELC | Not ordered | NO | NO
EM08 | 10304238 | NO | M | NO | RIO MODULE, RIO-A-C, GE | EA | ZELC | Not ordered | NO | NO
EM07 | 10304245 | NO | M | NO | CABLE, POWER COMBINED CONDUCTOR 4C-12AWG | M | ZELC | Not ordered | NO | NO
EM12 | 10304252 | NO | M | NO | CBD.50 FEED-THROUGH 50MM, CB710, CABUR | EA | ZELC | Not ordered | NO | NO
EM07 | 10304253 | NO | M | NO | CABLE,2CX10MM2/STD PVC JACKET,RED&BLACK | M | ZELC | Not ordered | 10304253 | NO
EM25 | 10304256 | NO | M | NO | EXTERNAL RESISTOR, HVR, PE180H320RADJ | EA | ZELC | Not ordered | NO | NO
EM25 | 10304257 | NO | M | NO | EXTERNAL RESISTOR, HVR, PE180H220RADJ | EA | ZELC | Not ordered | NO | NO
EM11 | 10304258 | NO | M | NO | CABLE GLAND ADAPTER M16(M) x M20(F) | EA | ZELC | Not ordered | NO | NO
EM07 | 10304266 | NO | M | NO | CABLE,INST. 2Px18AWG,600V, TC, XLPE | M | ZELC | Not ordered | NO | NO
EM30 | 10304268 | NO | M | NO | CABLE HANGER, SINGLE LAYER | EA | ZELC | Not ordered | NO | NO
EM30 | 10304269 | NO | M | NO | CABLE HANGER, DOUBLE LAYER | EA | ZELC | Not ordered | NO | NO
EM18 | 10304270 | NO | M | NO | WATER HEATER, 80 GAL. (302 LTR) | EA | ZELC | Not ordered | NO | NO
EM22 | 10304271 | NO | M | NO | ENCLOSURE, PANEL (1800 x 800 x 800)mm, | EA | ZELC | Not ordered | NO | NO
EM07 | 10304276 | NO | M | NO | TERM LUG,4-6MM2,PIN TYPE,TIN CU,YELLOW | PAC | ZELC | Not ordered | NO | NO
EM07 | 10304277 | NO | M | NO | TERM LUG,1.5-2.5MM2,PIN TYPE,TIN CU,BLUE | PAC | ZELC | Not ordered | NO | NO
EM07 | 10304278 | NO | M | NO | TERM LUG,4MM2,RING TYPE,TIN CU,UL LISTED | PAC | ZELC | Not ordered | NO | NO
EM07 | 10304279 | NO | M | NO | TERM LUG,1MM2,RING TYPE,TIN CU,UL LISTED | PAC | ZELC | Not ordered | NO | NO
EM07 | 10304280 | NO | M | NO | CABLE GLAND,M25x1.5,NICKEL PLATED BRASS | EA | ZELC | Not ordered | NO | NO
EM07 | 10304281 | NO | M | NO | WIRE,FLEXIBLE,1Cx1MM2,CU/PVC,BLACK | RL | ZELC | Not ordered | NO | NO
IM18 | 10400000 | X | M | OSOFC0736 | SWITCH,PRESS,ON/OFF,1",220V,F/WATER PUMP | EA | ZINS | Not ordered | NO | NO
IM25 | 10400001 | X | M | MIPNL0032 | SINGLE DOOR,REAR,W/DWG POCKET,TS8808.500 | EA | ZINS | Not ordered | NO | NO
IM14 | 10400002 | X | M | MIINS0028 | FLOW METER,TUBE,BROOKS,3809E12B1BAA1A1 | EA | ZINS | Not ordered | NO | NO
IM04 | 10400003 | NO | M | MIINS0112 | MOBILE,HANDHELD,MALUX,PDA I.ROC 611EX | EA | ZINS | Not ordered | 10400003 | NO
IM25 | 10400004 | X | M | MIEEQ0084 | CHAMBER,EXTERNAL,XF27-1B4E-240 | EA | ZINS | Not ordered | NO | NO
IM25 | 10400006 | NO | M | TBPTB0007 | END BRACKET,CLIP FIX 35,3022218 | EA | ZINS | Not ordered | 10400006 | 10400006
IM04 | 10400009 | X | M | SRSGM0001 | MODULE,AC,APSOPULSE,OLC53Q3385,110VAC | EA | ZINS | Not ordered | NO | NO
IM13 | 10400010 | NO | M | MIMEW0095 | LIGHT,STROBE,FEDERAL,151XST,120VAC,BLUE | EA | ZINS | Not ordered | 10400010 | NO
IM08 | 10400011 | X | M | SCCON0085 | HYDROGEN PEROXIDE,500 ML | EA | ZINS | Not ordered | NO | NO
IM25 | 10400012 | X | M | TETLE0005 | DIGITAL GROUND TESTER,DET3TD,MEGGER | EA | ZINS | Not ordered | NO | NO
IM04 | 10400013 | X | M | SRSGM0002 | DC MODULE,APSOPULSE,BAF236-Q3385,125VDC | EA | ZINS | Not ordered | NO | NO
IM22 | 10400014 | X | M | MIEEQ0082 | PROBE,GUIDED WAVE TDR,X7MG-J448-610 | EA | ZINS | Not ordered | NO | NO
IM06 | 10400015 | X | M | MIINU0008 | FILTER,PARKER,54/50,3/4"NPT,60psig | EA | ZINS | Not ordered | NO | NO
IM13 | 10400016 | X | M | MIMEW0046 | LIGHT,STROBE,FEDERAL,354-151696-120,120V | EA | ZINS | Not ordered | NO | NO
IM03 | 10400026 | X | M | TBPTB0036 | TAG MARK CARRIER,WEIDMULLER,SCHT5 | EA | ZINS | Not ordered | NO | NO
IM25 | 10400039 | X | M | CNELA0008 | INSTALLATION KIT,RITTAL,DK7498.035,19" | KIT | ZINS | Not ordered | NO | NO
IM25 | 10400044 | X | M | CBCAW0007 | UNSHLDED CABLE,ELECTROCABLES,6102218TFT4 | M | ZINS | Not ordered | NO | NO
IM25 | 10400056 | NO | M | MIPNA0173 | STRIHT PERFORATE CABLE TRAY,SGP-150-2.0P | EA | ZINS | Not ordered | NO | NO
IM25 | 10400057 | X | M | MIPNA0162 | GLAND PLATE,L210XW238X3T,RAL7032 | EA | ZINS | Not ordered | NO | NO
IM25 | 10400058 | X | M | MIPNA0160 | GLANDPLATE,660X660X3T,RAL7032,GP-210X238 | EA | ZINS | Not ordered | NO | NO
IM25 | 10400060 | X | M | EIELA0005 | COVER,AC DUPLEX,PELBFW0014,110VAC/220VAC | EA | ZINS | Not ordered | NO | NO
IM25 | 10400065 | NO | M | MIPNA0150 | PHILIPS SCREW,FLAT,PELBNW0017,M5X12,GALV | EA | ZINS | Not ordered | NO | NO
IM25 | 10400069 | NO | M | MIPNA0146 | PHILIPS SCREW,FLAT,PELBNW0015,M5X10,GALV | EA | ZINS | Not ordered | NO | NO
IM03 | 10400077 | X | M | CBPWC0038 | GND CABLE,GREEN/YELW,427STRND,PELCAC0738 | M | ZINS | Not ordered | NO | NO
IM03 | 10400078 | NO | M | MIPNA0126 | INSULATORS FOR INSTRUMENT CIRCUIT GROUND | EA | ZINS | Not ordered | NO | NO
IM03 | 10400079 | X | M | CBCAW0422 | LAN CABLE,CAT 5E | M | ZINS | Not ordered | NO | NO
IM03 | 10400082 | X | M | EIELA0023 | COMBIFILAM LUGS,MALE,FOR LIGHTS | EA | ZINS | Not ordered | NO | NO
IM25 | 10400089 | NO | M | CNSTN0105 | MASKING TAPE,2'X30YD,F/I/O CABLE MARKING | EA | ZINS | Not ordered | NO | NO
IM25 | 10400099 | X | M | EICON3171 | TUBE,HT SHRINKABLE,9MM2,BLK,PELPAT0008 | M | ZINS | Not ordered | NO | NO
IM25 | 10400100 | X | M | EICON2750 | TUBE,HT SHRINKABLE,12MM2,BLK,PELPAT0009 | M | ZINS | Not ordered | NO | NO
IM25 | 10400101 | X | M | EICON3530 | TUBE,HT SHRINKABLE,19MM2,BLK,PELPAT0010 | M | ZINS | Not ordered | NO | NO
IM03 | 10400107 | X | M | MIACC0093 | CABLE TIE,GT-150,M(150*2.5),PELCAC0313 | EA | ZINS | Not ordered | NO | NO
IM03 | 10400113 | X | M | EIELA0050 | TERMINAL LUG,VR2-5S,2.5MM2,RING,PELCAC0+ | EA | ZINS | Not ordered | NO | NO
IM03 | 10400115 | X | M | EIELA0033 | TERMINAL LUG,VBL2-13D,2.5MM2,FLAT,PELCA+ | EA | ZINS | Not ordered | NO | NO
IM25 | 10400121 | X | M | MIACC0086 | FLEXIBLE TUBE,12MM,100 MTRS | M | ZINS | Not ordered | NO | NO
IM25 | 10400122 | X | M | MIACC0080 | FLEXIBLE TUBE,19MM,100 MTRS,PELPAT0126 | M | ZINS | Not ordered | NO | NO
IM25 | 10400123 | X | M | MIACC0105 | FLEXIBLE TUBE,32MM,100 MTRS,PELPAT0127 | M | ZINS | Not ordered | NO | NO
IM07 | 10400128 | X | M | MWMEW0089 | ORIFICE PLATE,FLOW RESTRICTION,W/ FLANGE | EA | ZINS | Not ordered | NO | NO
IM07 | 10400129 | X | M | MITUF1067 | TEE,SWAGELOK,MODEL-SS-810-3,SS316,1/2"OD | EA | ZINS | Not ordered | NO | NO
IM06 | 10400130 | X | M | MITUF1068 | AUTO DRAIN,NORGEN,MOD-F64G-3GN-AD3 | EA | ZINS | Not ordered | NO | NO
MM28 | 10400131 | X | M | MITUF1064 | VALVE,BALL,SWAGELOK,MODEL-SS-45SB,SS316 | EA | ZINS | Not ordered | NO | NO
IM18 | 10400132 | X | M | ECSGM0022 | SWITCH,TEMP,C402-120-1070-M202135/120F | EA | ZINS | Not ordered | NO | NO
IM18 | 10400133 | X | M | ECSGM0030 | SWITCH,TEMP,802-6BS-15S-15S-M300-M900 | EA | ZINS | Not ordered | NO | NO
IM18 | 10400134 | X | M | GDELM0129 | SWITCH,TOPMOUNT DISPLACR LVL,XA15AH4BCB9 | EA | ZINS | Not ordered | NO | NO
IM25 | 10400135 | X | M | EIACC0027 | METER,AECS KWH.,0 TO 2500 A | EA | ZINS | Not ordered | NO | NO
IM18 | 10400137 | X | M | CNCON0265 | KIT RUBBER CAP - BRAKE | KIT | ZINS | Not ordered | NO | NO
IM18 | 10400138 | X | M | ANANZ0225 | DETECTOR,LIQUID TEST (SNOOP) | EA | ZINS | Not ordered | NO | NO
IM04 | 10400139 | X | M | CMMOD0006 | MODEM,LEASED LINE,TELENETICS,MOT202TSA | EA | ZINS | Not ordered | NO | NO
IM18 | 10400140 | X | M | ECINU0118 | SWITCH,THERMAL DISPERSION,XTMA-A220-008 | EA | ZINS | Not ordered | NO | NO
IM14 | 10400141 | X | M | CLRAF0068 | VOLTMETER,CEWE,DPM96V100,80TO300Vac | EA | ZINS | Not ordered | NO | NO
IM22 | 10400142 | X | M | EIACC0702 | PROBE,GUIDED WAVE TDR,X7MG-A648-432 | EA | ZINS | Not ordered | NO | NO
IM22 | 10400143 | X | M | EIACC0700 | PROBE,GUIDED WAVE TDR,X7MD-N64N-520 | EA | ZINS | Not ordered | NO | NO
IM22 | 10400144 | X | M | EIACC0699 | PROBE,GUIDED WAVE TDR,X7MD-V64N-270 | EA | ZINS | Not ordered | NO | NO
IM22 | 10400145 | X | M | EIACC0706 | PROBE,GUIDED WAVE TDR,X7MG-B648-365 | EA | ZINS | Not ordered | NO | NO
IM22 | 10400146 | X | M | EIACC0704 | PROBE,GUIDED WAVE TDR,X7MD-N64N-522 | EA | ZINS | Not ordered | NO | NO
IM22 | 10400147 | X | M | EIACC0705 | PROBE,GUIDED WAVE TDR,X7MG-B648-325 | EA | ZINS | Not ordered | NO | NO
IM03 | 10400148 | X | M | CBCAW0444 | CABLE,MESC,0217-10C00250,10Cx2.5mm2,LSHF | M | ZINS | Not ordered | NO | NO
IM09 | 10400149 | X | M | GDELM0185 | GAUGE,LVL,X1M3BA1B-JECC-3939-NN431GD-124 | EA | ZINS | Not ordered | NO | NO
IM22 | 10400150 | X | M | GDELM0123 | INDICATOR,LVL,X89-LG-0089,1143MM,1.06 | EA | ZINS | Not ordered | NO | NO
IM09 | 10400151 | X | M | GDELM0164 | GAUGE,LVL,X1M3BA1B-BECC-3737-NN431EA-214 | EA | ZINS | Not ordered | NO | NO
IM09 | 10400152 | X | M | GDELM0165 | GAUGE,LVL,X1M3BA1B-JECC-3939-NN431EA-429 | EA | ZINS | Not ordered | NO | NO
IM09 | 10400153 | X | M | GDELM0176 | GAUGE,LVL,X1M3BA1B-BECC-3737-NN431EA-200 | EA | ZINS | Not ordered | NO | NO
IM09 | 10400154 | X | M | GDELM0179 | GAUGE,LVL,X1M3BA1B-JECC-3939-NN431EA-191 | EA | ZINS | Not ordered | NO | NO
IM09 | 10400155 | X | M | GDELM0180 | GAUGE,LVL,X1M3BA1B-JECC-3939-NN43199-290 | EA | ZINS | Not ordered | NO | NO
IM09 | 10400156 | X | M | GDELM0172 | GAUGE,LVL,X1M3BA1B-BECC-3737-NA431GC-378 | EA | ZINS | Not ordered | NO | NO
IM18 | 10400157 | X | M | GDELM0465 | KIT,PUMP REPAIR,XGENIE-M/1/R/0 | KIT | ZINS | Not ordered | NO | NO
IM22 | 10400158 | X | M | GDELM0127 | INDICATOR,LVL,X89-LG-0125,2933.70MM,1.08 | EA | ZINS | Not ordered | NO | NO
IM09 | 10400159 | X | M | GDELM0146 | GAUGE,MAGNETIC LEVEL,XGSK-H44F-127 | EA | ZINS | Not ordered | NO | NO
IM18 | 10400160 | X | M | GDELM0153 | SWITCH,FLOW,XF10-DE58-HB9,VANE TYPE | EA | ZINS | Not ordered | NO | NO
IM09 | 10400161 | X | M | GDELM0157 | GAUGE,LVL,X1M3BA1B-BECC-3737-NB431GC-282 | EA | ZINS | Not ordered | NO | NO
IM09 | 10400162 | X | M | GDELM0158 | GAUGE,LVL,X1M3-BA1B-BECC3737-NB431GC-282 | EA | ZINS | Not ordered | NO | NO
IM09 | 10400163 | X | M | GDELM0159 | GAUGE,LVL,X1M3EA1J-JEDC-3939-NB43A99-274 | EA | ZINS | Not ordered | NO | NO
IM09 | 10400164 | X | M | GDELM0160 | GAUGE,LVL,X1M3EA1J-JEDC-3939-NB43A99-190 | EA | ZINS | Not ordered | NO | NO
IM09 | 10400165 | X | M | GDELM0161 | GAUGE,LVL,X1M3BA1B-BECC-3737-NN431EA-264 | EA | ZINS | Not ordered | NO | NO
IM09 | 10400166 | X | M | GDELM0162 | GAUGE,LVL,X1M3BA1B-BECC-3737-NA431EB-344 | EA | ZINS | Not ordered | NO | NO
IM09 | 10400167 | X | M | GDELM0186 | GAUGE,LVL,X1M3BA1B-JECC-3939-NN431EB-374 | EA | ZINS | Not ordered | NO | NO
IM09 | 10400168 | X | M | GDELM0188 | GAUGE,LVL,X1M3BA1B-BECC-3737-NA431GC-082 | EA | ZINS | Not ordered | NO | NO
IM09 | 10400169 | X | M | GDELM0189 | GAUGE,LVL,X1M4BA1BBECC-NNNN-NN431EA-250 | EA | ZINS | Not ordered | NO | NO
IM09 | 10400170 | X | M | GDELM0190 | GAUGE,LVL,X1M1B21B-BECC-3737-NN43199-369 | EA | ZINS | Not ordered | NO | NO
IM22 | 10400172 | X | M | GDELM0122 | INDICATOR,LVL,E1644X89-LG-0087,635MM,0.9 | EA | ZINS | Not ordered | NO | NO
IM22 | 10400173 | X | M | GDELM0124 | INDICATOR,LVL,X89-LG-0092,1143MM,0.7 | EA | ZINS | Not ordered | NO | NO
IM22 | 10400174 | X | M | GDELM0126 | INDICATOR,LVL,X89-LG-0100,1930,40MM,1.08 | EA | ZINS | Not ordered | NO | NO
IM18 | 10400175 | NO | M | GDELM0130 | SWITCH,LEVEL,XO30-DB20-HM7,CAGE FLOAT | EA | ZINS | Not ordered | 10400175 | 10400175
IM18 | 10400176 | X | M | GDELM0199 | SPRINGSTEM&ATTR. SLEEVE KIT,089-5325-001 | KIT | ZINS | Not ordered | NO | NO
IM09 | 10400177 | NO | M | GDELM0231 | GAUGE,LEVEL,TAG#J04-LG-3001,XABA-AELR- | EA | ZINS | Not ordered | 10400177 | 10400177
IM25 | 10400178 | NO | M | GDELM0291 | LEVEL GAUGE,TAG#J33-LG-1322 | EA | ZINS | Not ordered | 10400178 | 10400178
IM09 | 10400179 | NO | M | GDELM0361 | GAUGE,LEVEL,TAG#J34-LG-1016 | EA | ZINS | Not ordered | 10400179 | 10400179
IM04 | 10400180 | X | M | GDELM0405 | MODULE,ELECTRONIC,JUPITER,Z31-2840-001 | EA | ZINS | Not ordered | NO | NO
IM22 | 10400181 | X | M | GDELM0410 | PROBE,GUIDED WAVE TDR,X7EK-L44A-021 | EA | ZINS | Not ordered | NO | NO
IM22 | 10400182 | X | M | GDELM0421 | PROBE,GUIDED WAVE TDR,7MR-A640-059 | EA | ZINS | Not ordered | NO | NO
IM22 | 10400183 | X | M | GDPAR0002 | TEST PROBE KIT,FOR ECM,748321 | KIT | ZINS | Not ordered | NO | NO
IM18 | 10400184 | X | M | GDSNR0027 | SENSOR,SILVER,610-TF50-P07010,FOR ECM | EA | ZINS | Not ordered | NO | NO
IM18 | 10400185 | NO | M | GDELM0467 | DETECTOR,7500B,D625 | EA | ZINS | Not ordered | 10400185 | 10400185
IM18 | 10400186 | X | M | GDSNR0014 | SENSOR HOUSING,GENERAL MONITOR,10252-1 | EA | ZINS | Not ordered | NO | NO
IM18 | 10400187 | X | M | GDSNR0028 | REPLACEMENT COPPER SENSOR FOR ECM | EA | ZINS | Not ordered | NO | NO
IM22 | 10400188 | X | M | GDELM0125 | INDICATOR,MAG,X89-LG-0095,1625,60MM,1.08 | EA | ZINS | Not ordered | NO | NO
IM18 | 10400189 | X | M | ECSGM0021 | SWITCH,TEMP,C402-120-1070-M20273/B6F | EA | ZINS | Not ordered | NO | NO
IM18 | 10400190 | NO | M | ECSGM0026 | SWITCH,TEMP,54 E121-13273-2200-NC | EA | ZINS | Not ordered | 10400190 | 10400190
IM03 | 10400191 | X | M | EIACC0273 | CABLE GLAND,1.1/2" NPT40S | EA | ZINS | Not ordered | NO | NO
IM14 | 10400192 | X | M | ISINU0006 | GAUAGE,DP,WIKA,732.14,0TO100mbar,100mm | EA | ZINS | Not ordered | NO | NO
IM18 | 10400193 | X | M | ISINS0024 | SENSOR ASSEMBLY,CO,966-444480-100 | EA | ZINS | Not ordered | NO | NO
IM07 | 10400195 | X | M | GDPAR0001 | MOUNTING PLATE,FS24X-212-21-1 | EA | ZINS | Not ordered | NO | NO
IM09 | 10400196 | X | M | GDINU0049 | GAUGE,1000M T VAC,DV-6M | EA | ZINS | Not ordered | NO | NO
IM18 | 10400197 | X | M | GDELM0196 | SWITCH,LVL,A15AE2BCH9,TOPMOUNT DISPLACER | EA | ZINS | Not ordered | NO | NO
IM08 | 10400198 | X | M | GDPRT0263 | COMPOUND GAS,PI-700-VOC,9K7-P21520-01K | EA | ZINS | Not ordered | NO | NO
IM08 | 10400199 | NO | M | GDPRT0262 | COMPOUND GAS,PI-700-VOC,9H7-P21520-01K | EA | ZINS | Not ordered | 10400199 | 10400199
IM18 | 10400200 | X | M | GDELM0442 | MONITOR,HALOGEN GAS,SINGLE ZONE,HGM-SZ | EA | ZINS | Not ordered | NO | NO
IM09 | 10400201 | X | M | GDELM0168 | GAUGE,LVL,X1M3BA1B-JECC-3939-NN431EB-250 | EA | ZINS | Not ordered | NO | NO
IM09 | 10400202 | X | M | GDELM0166 | GAUGE,LVL,X1M3BA1B-BECC-3737-NN431EB-250 | EA | ZINS | Not ordered | NO | NO
IM09 | 10400203 | X | M | GDELM0170 | GAUGE,LVL,X1M3BA1B-JECC-3939-NN431GE-183 | EA | ZINS | Not ordered | NO | NO
IM18 | 10400204 | X | M | GDELM0121 | SWITCH,DISPERSION,MAGNETROL,TD2-8H00-030 | EA | ZINS | Not ordered | NO | NO
IM18 | 10400205 | X | M | GDPRT0265 | SENSOR,GAS,9H7-011520-100-NS,W/975-0000+ | EA | ZINS | Not ordered | NO | NO
IM07 | 10400206 | X | M | ISINU0008 | ORIFICE PLATE,DANIEL,520,WITH FLANGE 1" | EA | ZINS | Not ordered | NO | NO
IM18 | 10400207 | X | M | GDSNR0018 | SENSOR ASSY,NO2,965-646480-010 | EA | ZINS | Not ordered | NO | NO
IM18 | 10400208 | X | M | GDPRT0264 | SENSOR,GAS,9H7-521520-100-NS,W/975-0000+ | EA | ZINS | Not ordered | NO | NO
IM18 | 10400209 | X | M | GDELM0444 | GAS VERIFICATION KIT,3015-3437,R-134A | KIT | ZINS | Not ordered | NO | NO
IM18 | 10400210 | NO | M | EMTRD0002 | SENSOR,TEMP,BUILDING,BA/100(3W)-RPP-18" | EA | ZINS | Not ordered | 10400210 | 10400210
IM18 | 10400211 | X | M | GDSNR0015 | SENSOR,DISPERSION,1"NPTM,10CM,TMAA210010 | EA | ZINS | Not ordered | NO | NO
IM05 | 10400212 | X | M | GDELM0108 | DETECTOR,GENERAL MONITOR,S4000CH-1-0-063 | EA | ZINS | Not ordered | NO | NO
IM18 | 10400213 | X | M | GDPRT0171 | SENSOR ASSY,ETHYLENE OXIDE,DDM500ISC2H4O | EA | ZINS | Not ordered | NO | NO
IM09 | 10400214 | NO | M | GDELM0451 | GAUGE,LEVEL,49 T 2000 + E501,SIMCO | EA | ZINS | Not ordered | 10400214 | 10400214
IM11 | 10400215 | X | M | ISINU0002 | INDICATOR,FLOW,40-FI-4496A,1",0-16 | EA | ZINS | Not ordered | NO | NO
IM22 | 10400216 | X | M | GDELM0430 | INDICATOR,MAGNETIC LVL,ABA-1EJQ-2A0/070 | EA | ZINS | Not ordered | NO | NO
IM18 | 10400217 | X | M | GDELM0434 | SPRING ASSEMBLY KIT,X032-8129-003 | KIT | ZINS | Not ordered | NO | NO
IM22 | 10400218 | X | M | GDELM0432 | PROBE,GUIDED WAVE TDR,X7M1-A648-006 | EA | ZINS | Not ordered | NO | NO
IM04 | 10400219 | X | M | GDELM0456 | MODULE,ELECTRONIC,TD2,089-7250-003 | EA | ZINS | Not ordered | NO | NO
IM09 | 10400220 | X | M | GDELM0173 | GAUGE,LVL,X1M3BA1B-BECC-3737-NB431EB-378 | EA | ZINS | Not ordered | NO | NO
IM25 | 10400223 | X | M | GDELM0445 | MONITOR,ECM-2-0-24,ENVIRON. CONDITION | EA | ZINS | Not ordered | NO | NO
IM18 | 10400224 | X | M | GDELM0197 | SWITCH,LVL,A15AE2BBH9,TOPMOUNT DISPLACER | EA | ZINS | Not ordered | NO | NO
IM18 | 10400225 | X | M | GDELM0198 | SWITCH,LVL,A15FE2ACH9,TOPMOUNT DISPLACER | EA | ZINS | Not ordered | NO | NO
IM09 | 10400226 | X | M | GDELM0174 | GAUGE,LVL,X1M3BA1B-JECC-3939-NN431EB-377 | EA | ZINS | Not ordered | NO | NO
IM09 | 10400227 | X | M | GDELM0177 | GAUGE,LVL,X1M3BA1B-JECC-3939-NN431EE-324 | EA | ZINS | Not ordered | NO | NO
IM11 | 10400228 | X | M | ISINU0007 | INDICATIOR,PRESSURE,WIKA,2m,40bar,1/2" | EA | ZINS | Not ordered | NO | NO
IM09 | 10400229 | NO | M | GDELM0452 | GAUGE,LEVEL,39 T 2000 + E501,SIMCO | EA | ZINS | Not ordered | 10400229 | 10400229
IM17 | 10400230 | X | M | GDDET0103 | REGULATOR,FIXED,200ML,943-090005-520 | EA | ZINS | Not ordered | NO | NO
IM14 | 10400231 | X | M | ISINU0004 | INDIACTOR,PRESSURE,WIKA,232.6,0-10bar,SS | EA | ZINS | Not ordered | NO | NO
IM09 | 10400232 | X | M | GDELM0141 | GAUGE,MAGNETIC LEVEL,XGSK-H44F-305 | EA | ZINS | Not ordered | NO | NO
IM09 | 10400233 | X | M | GDELM0182 | GAUGE,LVL,X1M3BA1B-BECC-3737-NN431EA-279 | EA | ZINS | Not ordered | NO | NO
IM08 | 10400234 | NO | M | GDCAL0086 | CYLINDER,CALIBRATION GAS,ALUMINUM,CO | CL | ZINS | Not ordered | 10400234 | 10400234
IM09 | 10400235 | X | M | GDELM0171 | GAUGE,LVL,X1M3BA1B-JECC-3939-NN431GD-045 | EA | ZINS | Not ordered | NO | NO
IM18 | 10400236 | X | M | EIACC0752 | SWITCH,DISPLACER LVL,XH31-1S70-CKQ,CAGE | EA | ZINS | Not ordered | NO | NO
IM04 | 10400237 | NO | M | CMMOD0003 | MODEM CARD,LEASED LINE,TELENETICS,MD202T | EA | ZINS | Not ordered | 10400237 | NO
IM18 | 10400238 | X | M | CBCAS0070 | SPLICING KIT,5KV,3CX70MM2,XLPE/EPR HEAT | KIT | ZINS | Not ordered | NO | NO
IM03 | 10400239 | X | M | CBCAW0036 | CABLE,INSTRUMENT,LSHF,1Px1.5mm2,Cu | M | ZINS | Not ordered | NO | NO
IM03 | 10400240 | X | M | CBCAW0375 | CABLE,MESC,7614-03C00150-U0BK8-00,1.5mm2 | M | ZINS | Not ordered | NO | NO
IM04 | 10400241 | NO | M | GDELM0037 | MODULE,ELECTR.DISPLAY,Z31-2841-001 | EA | ZINS | Not ordered | 10400241 | 10400241
IM04 | 10400242 | NO | M | ECELM0008 | MODULE,INTERFACE,SERIALGSX40,CITAH668050 | EA | ZINS | Not ordered | 10400242 | NO
IM09 | 10400243 | X | M | EICAF5606 | PRESSURE GAUGE,ASHCROFT,1008S,1/4" NPT | EA | ZINS | Not ordered | NO | NO
IM09 | 10400244 | X | M | EICAF5611 | GAUGE,ASCHCROFT,20CI60R0250,100DEG,1/4" | EA | ZINS | Not ordered | NO | NO
IM10 | 10400245 | X | M | EICAF0310 | GUAX BOX,COOPER CROUSE,3/4",4WAY | EA | ZINS | Not ordered | NO | NO
IM02 | 10400246 | X | M | GDELM0057 | BEACON,FEDERAL SIGNAL,151XST-124,CLEAR | EA | ZINS | Not ordered | NO | NO
IM17 | 10400247 | X | M | ECELM0019 | REGULATOR,AIRFILTER,B74G4AKAW1RMG,NORGEN | EA | ZINS | Not ordered | NO | NO
IM25 | 10400248 | NO | M | CNTPS0003 | ADHESIVE TAPE,PVC,YELLOW/GREEN | EA | ZINS | Not ordered | 10400248 | NO
IM14 | 10400249 | X | M | CLRAF0066 | FREQUENCY METER,DOUBLE,CEWE,FQ144/25 | EA | ZINS | Not ordered | NO | NO
IM09 | 10400250 | X | M | GDELM0178 | GAUGE,LVL,X1M3BA1B-JECC-3939-NN431ED-299 | EA | ZINS | Not ordered | NO | NO
IM16 | 10400251 | X | M | EIACC0732 | PROCESS METER,PRECISION,PD8-60006H7 | EA | ZINS | Not ordered | NO | NO
IM25 | 10400252 | NO | M | EICAF5502 | ADHESIVE,LOCKTITE 401,20 GRAMS | EA | ZINS | Not ordered | 10400252 | NO
IM04 | 10400253 | NO | M | CNCON0401 | MODULE,NETWORK,SYSTIMAX | EA | ZINS | Not ordered | NO | NO
IM22 | 10400254 | X | M | EIACC0710 | PROBE,GUIDED WAVE TDR,X7MG-B648-435 | EA | ZINS | Not ordered | NO | NO
IM17 | 10400255 | X | M | ECINU0122 | REGULATOR,AHG,0.5LPM,WITH VALVE | EA | ZINS | Not ordered | NO | NO
IM18 | 10400256 | X | M | ECINU0123 | SWITCH,LVEL,3/4"NPTM,120VAC,910-P1AH-001 | EA | ZINS | Not ordered | NO | NO
IM03 | 10400257 | X | M | CBCAW0450 | CABLE,INSTRUMENT,1Px1.5mm2,SHIELD,BLACK | M | ZINS | Not ordered | NO | NO
IM03 | 10400258 | X | M | CBCAW0614 | CABLE,UN-ARMOURED,1Px18AWG,300V,BLACK | M | ZINS | Not ordered | NO | NO
IM22 | 10400259 | X | M | EIACC0703 | PROBE,GUIDED WAVE TDR,X7MG-A648-460 | EA | ZINS | Not ordered | NO | NO
IM09 | 10400260 | X | M | EIACC0740 | MGTC LVL GAUGE,1M1AA1AACAA1111NN3412A330 | EA | ZINS | Not ordered | NO | NO
IM25 | 10400261 | X | M | EIACC0739 | MAGNETIC FLOAT,007-1A2A-120 | EA | ZINS | Not ordered | NO | NO
IM03 | 10400262 | NO | M | CBCAW0333 | CABLE,LSZH,CAT6,COMMSCOPE,3071E,0.55mm | M | ZINS | Not ordered | 10400262 | 10400262
IM03 | 10400264 | X | M | CBCAW0673 | CABLE,ARMOURED,CONTROL,LV,5Cx2.5mm2,CU | M | ZINS | Not ordered | NO | NO
IM18 | 10400265 | X | M | ANANZ0246 | DISSOLVED GAS ANALYZER | EA | ZINS | Not ordered | NO | NO
IM22 | 10400266 | X | M | ECELM0001 | PROBE,GUIDED WAVE TDR,X7MT-P548-213 | EA | ZINS | Not ordered | NO | NO
IM18 | 10400267 | X | M | ECELM0017 | SWITCH,FLOW,100TO1000CM3/MIN,DK32/K1/S | EA | ZINS | Not ordered | NO | NO
IM17 | 10400268 | X | M | ECELM0020 | REGULATOR,AIR FILTER,B722AKAW1RMG,NORGEN | EA | ZINS | Not ordered | NO | NO
IM22 | 10400269 | X | M | EIACC0698 | PROBE,GUIDED WAVE TDR,X7MD-N64N-460 | EA | ZINS | Not ordered | NO | NO
IM03 | 10400270 | X | M | CLRAF0097 | PATCH CORD,FO CABLE,ST-ST,ORANGE,6m | EA | ZINS | Not ordered | NO | NO
IM22 | 10400271 | X | M | ECINU0115 | CAPACITANCE PROBE,8CA-4A1A-107 | EA | ZINS | Not ordered | NO | NO
IM03 | 10400272 | X | M | CBCAW0383 | CABLE,MESC,7614-04C00150-U0BK8-00,1.5mm2 | M | ZINS | Not ordered | NO | NO
IM20 | 10400273 | X | M | GDELM0103 | STROBE,FEDERAL SIGNAL,27XST-024B,BLUE | EA | ZINS | Not ordered | NO | NO
IM18 | 10400274 | X | M | CNCON0791 | SWITCH,FLOAT,SINICON,2 MTRS | EA | ZINS | Not ordered | NO | NO
IM03 | 10400275 | X | M | CBCAW0308 | CABLE,INSTRUMENT,1 TRIADx1.5mm2,600V | M | ZINS | Not ordered | NO | NO
IM03 | 10400276 | X | M | CBCAW0069 | CABLE,UN-ARMOURED,16 TRIAD,1.5mm2,300V | M | ZINS | Not ordered | NO | NO
IM03 | 10400277 | X | M | CBCAW0144 | CABLE,POWER,3Cx2.5mm2,0.1/1KV,XLPE/SWA+ | M | ZINS | Not ordered | NO | NO
IM11 | 10400278 | X | M | ECINU0121 | REMOTE INDICATOR,PRECISION,PD6870-0L0 | EA | ZINS | Not ordered | NO | NO
IM25 | 10400279 | NO | M | ECINU0124 | FLOW METER,TA2-A0B0-030,DISPERSION MASS | EA | ZINS | Not ordered | 10400279 | 10400279
IM09 | 10400280 | X | M | GDELM0163 | GAUGE,LVL,X1M3BA1B-BECC-3737-NN431EA-294 | EA | ZINS | Not ordered | NO | NO
IM08 | 10400281 | NO | M | CNCON0114 | CYLINDER,CALGAZ,CO,50PPM,N2 BALANCE,8AL | CL | ZINS | Not ordered | 10400281 | NO
IM18 | 10400283 | X | M | ECINU0065 | SWITCH,DISPERSION,TD2-7D01030/TECA210006 | EA | ZINS | Not ordered | NO | NO
IM18 | 10400284 | NO | M | ECINU0077 | KIT,PUMP REPAIR: TYP VACUUM,PU0000022 | KIT | ZINS | Not ordered | 10400284 | NO
IM18 | 10400285 | X | M | ECINU0079 | SWITCH,LIQUID LEVEL,B15-AG3B-WBB | EA | ZINS | Not ordered | NO | NO
IM18 | 10400286 | X | M | ECINU0082 | SWITCH+MECHANISM SERIES C/O,089-7401-108 | EA | ZINS | Not ordered | NO | NO
IM14 | 10400287 | X | M | CLRAF0086 | METER,SYCHRONOSCOPE,CEWE,SY144S,144x144 | EA | ZINS | Not ordered | NO | NO
IM22 | 10400288 | X | M | EIACC0707 | PROBE,GUIDED WAVE TDR,X7MG-B648-385 | EA | ZINS | Not ordered | NO | NO
IM09 | 10400289 | X | M | EIACC0754 | GAUGE,LVL,1M1-BA1A-AEFA-2121-YL3D12D-150 | EA | ZINS | Not ordered | NO | NO
IM18 | 10400290 | X | M | GDDTC0002 | DETECTOR UNIT ASSY,CO-M | EA | ZINS | Not ordered | NO | NO
IM08 | 10400291 | X | M | GDCAL0126 | CYLINDER,AHG,STEEL,99.999%-N2,50l,CGA350 | CL | ZINS | Not ordered | NO | NO
IM11 | 10400292 | X | M | ISINU0003 | INDICATOR,FLOW,50-FI-5496A,1",0-16 | EA | ZINS | Not ordered | NO | NO
IM08 | 10400293 | X | M | GDCAL0136 | CYLINDER,GAS,AHG,CHLORINE 5 ppm,N2,58l | CL | ZINS | Not ordered | NO | NO
IM25 | 10400294 | X | M | GDDET0114 | ENCLOSURE,DETCON,1610-N4X954-161051-303 | EA | ZINS | Not ordered | NO | NO
IM05 | 10400295 | X | M | GDELM0107 | DETECTOR,H2S,GEENRAL MONITOR,S4000TH100+ | EA | ZINS | Not ordered | NO | NO
IM25 | 10400296 | X | M | CBCAW0715 | PATCH CORD,ADTEH,FIBER SC-SC SM 1/125 5M | EA | ZINS | Not ordered | NO | NO
IM22 | 10400297 | X | M | EIACC0708 | PROBE,GUIDED WAVE TDR,X7MG-B648-410 | EA | ZINS | Not ordered | NO | NO
IM03 | 10400298 | X | M | EICAW0889 | CABLE,RTD SINGLE TRIAD,1.5mm2,16AWG | M | ZINS | Not ordered | NO | NO
IM22 | 10400299 | X | M | EIACC0701 | PROBE,GUIDED WAVE TDR,X7MF-A648-610 | EA | ZINS | Not ordered | NO | NO
IM03 | 10400300 | X | M | CBCAW0034 | CABLE,UN-ARMOURED,1Px16AWG,600V,XLPE/PVC | M | ZINS | Not ordered | NO | NO
IM08 | 10400301 | X | M | GDCAL0125 | CYLINDER,AHG,STEEL,99.999%-H2,50l,CGA350 | CL | ZINS | Not ordered | NO | NO
IM22 | 10400302 | X | M | EIACC0709 | PROBE,GUIDED WAVE TDR,X7MG-B648-425 | EA | ZINS | Not ordered | NO | NO
IM24 | 10400303 | NO | M | EICAW0327 | WIRE,NYAF,MESC,600/1000V,1.5mm,BLACK | RL | ZINS | Not ordered | 10400303 | NO
IM07 | 10400304 | NO | M | EICAF5944 | REDUCER,RAA2N1N,SS316,3/4NPTM TO 1/2"NPT | EA | ZINS | Not ordered | 10400304 | NO
IM18 | 10400305 | X | M | EISGM0018 | SWITCH,MTS,440V,1600A,3P,4 WIRE,50 HZ | EA | ZINS | Not ordered | NO | NO
IM21 | 10400306 | X | M | EILSY0015 | SWITCH,ISOLATION,APPLETON,EDSC110-F2 | EA | ZINS | Not ordered | NO | NO
IM07 | 10400307 | X | M | EIINU0024 | CAP ASSY,PARKER,BLENM12-316,SS316,12mm | EA | ZINS | Not ordered | NO | NO
IM07 | 10400309 | X | M | EIINU0031 | UNION,PARKER,SCM12-316,SS316,12mmOD | EA | ZINS | Not ordered | NO | NO
IM18 | 10400310 | X | M | EISGR0035 | SWITCH,IN/OUT,AUT-KN-PR-011,ABB-SWEDEN | EA | ZINS | Not ordered | NO | NO
IM14 | 10400311 | X | M | EILSY0030 | VOLTMETER,CEWE,CQ72,100TO300Vac | EA | ZINS | Not ordered | NO | NO
IM18 | 10400312 | X | M | EISGR0032 | SWITCHGEAR,13.8 KV,METAL CLAD | EA | ZINS | Not ordered | NO | NO
IM02 | 10400313 | X | M | EMPRT0096 | BEACON,FEDERAL SIGNAL,354-151666120,BLUE | EA | ZINS | Not ordered | NO | NO
IM24 | 10400314 | NO | M | EICAW0329 | WIRE,NYAF,MESC,600/1000V,1.5mm,RED | RL | ZINS | Not ordered | 10400314 | NO
IM18 | 10400315 | NO | M | GDDET0097 | SENSOR,GAS;IR-700-HRT,987-214520-100 | EA | ZINS | Not ordered | 10400315 | NO
IM08 | 10400316 | NO | M | GDCAL0150 | HYDROGEN,50% LEL IN AIR,103 LTR | EA | ZINS | Not ordered | 10400316 | 10400316
IM02 | 10400317 | X | M | EMPRT0152 | BEACON,FEDERAL SIGNAL,151XST-124,RED | EA | ZINS | Not ordered | NO | NO
IM08 | 10400318 | X | M | GDCAL0110 | CYLINDER,GAS,100% N2,50 L,W/ 0 PPM H2O | EA | ZINS | Not ordered | NO | NO
IM03 | 10400319 | X | M | CBCAW0445 | CABLE,MESC,0217-02C00250,2Cx2.5mm2,LSHF | M | ZINS | Not ordered | NO | NO
IM17 | 10400320 | X | M | EICAF4549 | REGULATOR,PRESSURE,PR1-4M11A3D181 | EA | ZINS | Not ordered | NO | NO
IM14 | 10400321 | X | M | CLRAF0067 | VOLTMETER,CEWE,WQ144/25,1.5CLASS | EA | ZINS | Not ordered | NO | NO
IM18 | 10400322 | X | M | GDDET0288 | SENSOR MOUNTING PLATE SHIELD,SS316,1.5mm | EA | ZINS | Not ordered | NO | NO
IM01 | 10400323 | X | M | GDANZ0003 | ANALYZER,BS&W,5650,SS316 WETTED,0-30%BSW | EA | ZINS | Not ordered | NO | NO
IM08 | 10400324 | NO | M | GDCAL0007 | CYLINDER,7HP,99.999% N2,34l | CL | ZINS | Not ordered | 10400324 | NO
IM22 | 10400325 | X | M | EIACC0711 | PROBE,GUIDED WAVE TDR,X7MR-N648-305 | EA | ZINS | Not ordered | NO | NO
IM18 | 10400326 | X | M | EIELA0329 | SWITCH,WATER FLOW,VSR-F,POTTER | EA | ZINS | Not ordered | NO | NO
IM04 | 10400327 | X | M | EIELA0346 | MODULE,DIODE,WEIDMLR,8768650000,CP DM 20 | EA | ZINS | Not ordered | NO | NO
IM08 | 10400330 | X | M | GDCAL0018 | CALIB.GAS,ISOBUTYLENE,50PPM IN AIR,103L | EA | ZINS | Not ordered | NO | NO
IM08 | 10400331 | X | M | GDCAL0025 | CYLINDER,ZERO AIR HYDROCARBONS,103l | EA | ZINS | Not ordered | NO | NO
IM01 | 10400333 | X | M | GDANZ0004 | ANALYZER,BS&W,5650,SS316 WETTED,0-2% BSW | EA | ZINS | Not ordered | NO | NO
IM08 | 10400334 | X | M | GDCAL0151 | METHANE 25% LEL IN AIR,103 LITERS | EA | ZINS | Not ordered | NO | NO
IM08 | 10400335 | X | M | GDCAL0135 | CYLINDER,GAS,AHG,2.5%NH4,500ppmCO,H2S | CL | ZINS | Not ordered | NO | NO
IM08 | 10400337 | X | M | GDCAL0131 | CYLINDER,AHG,AL,H2O-200PPM,N2,10l,CGA580 | CL | ZINS | Not ordered | NO | NO
IM18 | 10400338 | X | M | EICON3499 | SWITCH,STRTR,F/WLDG GENERATR,MILLER,500X | EA | ZINS | Not ordered | NO | NO
IM08 | 10400342 | X | M | GDCAL0030 | GAS,SPAN,CARBONMONOXIDE,50PPM IN AIR,58L | EA | ZINS | Not ordered | NO | NO
IM08 | 10400346 | X | M | GDCAL0129 | CYLINDER,AHG,STEEL,99.999% He,50l,CGA580 | CL | ZINS | Not ordered | NO | NO
IM08 | 10400349 | X | M | GDCAL0152 | METHANE 100% LEL (5%) IN N2 BAL,103 LTRS | EA | ZINS | Not ordered | NO | NO
IM14 | 10400350 | NO | M | EICON3502 | AMMETER,CEWE,IQ48,1500/1A,SCALE 0-1800A | EA | ZINS | Not ordered | 10400350 | NO
IM01 | 10400352 | X | M | GDANZ0005 | ANALYZER,BS&W,5650,SUPERDUPLEX,0- 30%BSW | EA | ZINS | Not ordered | NO | NO
IM20 | 10400353 | NO | M | GDDET0043 | STROBE,FEDERAL SIGNAL,354-27X025-024,RED | EA | ZINS | Not ordered | 10400353 | NO
IM08 | 10400354 | X | M | GDCAL0128 | CYLINDER,AHG,CO2-50PPMV,H2S-5PPM,METHANE | CL | ZINS | Not ordered | NO | NO
IM09 | 10400355 | X | M | EICAF3675 | GAUGE,PRESSURE,ASHCROFT,501008S-02L-160+ | EA | ZINS | Not ordered | NO | NO
IM09 | 10400356 | X | M | EICAF4371 | GAUGE,PRESSURE,ASHCROFT,0 TO 1000 KPA | EA | ZINS | Not ordered | NO | NO
IM08 | 10400357 | X | M | GDCAL0130 | CYLINDER,AHG,AL,ETHANE-10MOLE,10l,CGA330 | CL | ZINS | Not ordered | NO | NO
IM04 | 10400359 | X | M | EMELM0006 | MODULE,ELECTRONIC,TD1,089-7250-001 | EA | ZINS | Not ordered | NO | NO
IM02 | 10400360 | X | M | EMPRT0073 | BEACON,FEDERAL SIGNAL,354-151626-120,RED | EA | ZINS | Not ordered | NO | NO
IM04 | 10400361 | NO | M | EMRTU0029 | MODEM EXTERNER,BLASTER,245-05625-10 | EA | ZINS | Not ordered | 10400361 | NO
IM22 | 10400362 | X | M | EIEEQ0010 | PRE-FILTER,F/PROBE MNTING,5 305 127,SICK | EA | ZINS | Not ordered | NO | NO
IM25 | 10400363 | NO | M | EMRTU0487 | PC,STEALTH,LPC-501-3GZ-500G-02G-6-E-SP | EA | ZINS | Not ordered | NO | NO
IM08 | 10400364 | X | M | EIEEQ0009 | GAS SAMPLING,5 311 619,SICK | EA | ZINS | Not ordered | NO | NO
IM22 | 10400366 | X | M | EMELM0002 | SPACER,TEFLON,F/1ROD PROBE,X004-8535-001 | EA | ZINS | Not ordered | NO | NO
IM03 | 10400368 | X | M | EICAW0784 | CABLE,INSTRUMENT,2Px1.5mm2,XLPE/PVC,SHLD | M | ZINS | Not ordered | NO | NO
IM08 | 10400369 | X | M | GDCAL0133 | CYLINDER,GAS,AHG,CO2 0.5%/AIR,103l | CL | ZINS | Not ordered | NO | NO
IM17 | 10400370 | NO | M | GDDET0102 | REGULATOR,FIXED,500ML,943-090005-510 | EA | ZINS | Not ordered | NO | NO
IM18 | 10400380 | NO | M | EMSNR0004 | Magnetic Mounted Sensor - PN# 13298 | EA | ZINS | Not ordered | 10400380 | NO
IM07 | 10400381 | NO | M | GDCAL0156 | Cablibration Gas : 5ppm CI2 Gas Cylinder | CL | ZINS | Not ordered | 10400381 | NO
IM07 | 10400382 | NO | M | GDCAL0157 | Calibration Gas : 50ppm NH3 Gas Cylinder | CL | ZINS | Not ordered | 10400382 | NO
IM25 | 10400383 | NO | M | GDCON0007 | CHARCOAL VOC FILTER, P/N#M01-2050-100 | EA | ZINS | Not ordered | 10400383 | NO
IM25 | 10400384 | NO | M | GDCON0009 | SWIVEL BELT CLIP, P/N # M01-2049-100 | EA | ZINS | Not ordered | 10400384 | NO
IM25 | 10400385 | NO | M | GDCON0010 | WATER TRAP EXTERNAL FILTER, P/N#008-302 | EA | ZINS | Not ordered | 10400385 | NO
IM07 | 10400386 | NO | M | GDDET0024-A | ITM 700 - FP LEL 0-100% LEL PN # 927-52 | EA | ZINS | Not ordered | 10400386 | NO
IM07 | 10400387 | NO | M | GDDET0065 | H2S Calibration Adapters - PN# 943-00000 | EA | ZINS | Not ordered | 10400387 | NO
IM05 | 10400388 | NO | M | GDELM0140 | Portable Gas Detector, Sirius Multigas | EA | ZINS | Not ordered | 10400388 | NO
IM19 | 10400389 | NO | M | GDELM0528 | DB3BULG120T2CPNR, Sounder | EA | ZINS | Not ordered | 10400389 | NO
IM25 | 10400390 | NO | M | GDELM0549 | 1” CL 150 SS316 Sample Probe | EA | ZINS | Not ordered | 10400390 | NO
IM01 | 10400392 | NO | M | GDELM0605 | GAS INLET ADAPTER, P/N#M01-3007-003 | EA | ZINS | Not ordered | 10400392 | NO
IM18 | 10400394 | NO | M | GDSNR0022 | IR-700-HRT LEL Gas Sensor, P/N: 9H7-2 | EA | ZINS | Not ordered | 10400394 | NO
IM18 | 10400396 | NO | M | GDSNR0038 | PID SENSOR, P/N # C03-0912-003 | EA | ZINS | Not ordered | 10400396 | 10400396
IM18 | 10400397 | NO | M | GDSNR0039 | H2S SENSOR, P/N#C03-0907-001 | EA | ZINS | Not ordered | 10400397 | 10400397
IM25 | 10400398 | NO | M | MICON0271 | `O` Rings for JHV 4500X (Spare) | EA | ZINS | Not ordered | 10400398 | NO
IM25 | 10400399 | NO | M | MICON0290 | Air filter - PN# 65.08304-6005 | EA | ZINS | Not ordered | 10400399 | NO
IM07 | 10400400 | NO | M | MICON0296 | Zero Calibration Gas, Nitrogen | EA | ZINS | Not ordered | 10400400 | NO
IM14 | 10400401 | NO | M | MIEEQ0055 | Temperature Element PT-100 RTD U=350mm 1 | EA | ZINS | Not ordered | 10400401 | NO
IM02 | 10400403 | NO | M | MIINS0125 | Rotating Beacon Amber 120VAC - PN# 354-2 | EA | ZINS | Not ordered | 10400403 | NO
IM02 | 10400404 | NO | M | MIINS0126 | Rotating Beacon Green 120VAC - PN# 354-2 | EA | ZINS | Not ordered | 10400404 | NO
IM05 | 10400407 | NO | M | SRINS0032 | DETECTIVE | EA | ZINS | Not ordered | 10400407 | NO
IM25 | 10400420 | NO | M | GDCAF0001 | 2XD1/2-1/2-22XD1/2-1/2-2-DRTD(6mm) | EA | ZINS | Not ordered | 10400420 | 10400420
IM25 | 10400421 | NO | M | GDCAF0003 | 2XD1/2-1/2-2-DRTD (6mm)-48(Monel) | EA | ZINS | Not ordered | 10400421 | 10400421
IM25 | 10400422 | NO | M | GDCAF0002 | 2XD1/2-1/2-2-DRTD (6mm)-48(Titanium) | EA | ZINS | Not ordered | 10400422 | 10400422
IM25 | 10400423 | NO | M | GDCAF0004 | 2XD1/2-1/2-2-DRTD(6mm)-48R2.25-16-1. | EA | ZINS | Not ordered | 10400423 | 10400423
IM25 | 10400424 | NO | M | MIEEQ0026 | 3 Way Manifold, SS316 material const. | EA | ZINS | Not ordered | 10400424 | 10400424
IM25 | 10400425 | NO | M | GDELM0592 | DB1HPULA024D3NTNR, Sounder | EA | ZINS | Not ordered | 10400425 | 10400425
IM22 | 10400426 | NO | M | GDELM0578 | DIFF. PRESS. LEVEL TRANSMITTER- LIT, | EA | ZINS | Not ordered | 10400426 | 10400426
IM22 | 10400427 | NO | M | GDELM0579 | DIFF. PRESS. LEVEL TRANSMITTER- LIT, | EA | ZINS | Not ordered | 10400427 | 10400427
IM22 | 10400428 | NO | M | GDELM0582 | DIFF. PRESS. LEVEL TRANSMITTER- LIT, | EA | ZINS | Not ordered | 10400428 | 10400428
IM22 | 10400429 | NO | M | GDELM0583 | DIFF. PRESS. LEVEL TRANSMITTER- LIT, | EA | ZINS | Not ordered | 10400429 | 10400429
IM22 | 10400430 | NO | M | GDELM0584 | DIFF. PRESS. LEVEL TRANSMITTER- LIT, | EA | ZINS | Not ordered | 10400430 | 10400430
IM22 | 10400431 | NO | M | GDELM0580 | DIFF. PRESSURE LEVEL TRANSMITTER- LIT, | EA | ZINS | Not ordered | 10400431 | 10400431
IM22 | 10400432 | NO | M | GDELM0581 | DIFF. PRESSURE LEVEL TRANSMITTER- LIT, | EA | ZINS | Not ordered | 10400432 | 10400432
IM25 | 10400433 | NO | M | GDELM0641 | Displacer Level Switch, XB15-EH3A-U1B, | EA | ZINS | Not ordered | 10400433 | 10400433
IM22 | 10400434 | NO | M | GDELM0607 | DISPLACER LEVEL TRANSMITTER, XE36-E+ | EA | ZINS | Not ordered | 10400434 | 10400434
IM08 | 10400435 | NO | M | GDCAL0158 | Gas Cylinder, CO2, 2.5 to 2.55% + | EA | ZINS | Not ordered | NO | NO
IM25 | 10400436 | NO | M | GDPWS0001 | Gas Trip Amplifier,TA102A-2-1-1-1-5,GM | EA | ZINS | Not ordered | 10400436 | 10400436
IM18 | 10400438 | NO | M | GDPRT0212 | Intrinsically safe sensor | EA | ZINS | Not ordered | 10400438 | 10400438
IM18 | 10400439 | NO | M | GDPRT0260 | LEL Gas Sensor,9H7-214520-100 | EA | ZINS | Not ordered | 10400439 | 10400439
IM21 | 10400440 | NO | M | GDSGM0016 | PRESSURE SWITCH, MODEL # QJ120-15281 | EA | ZINS | Not ordered | 10400440 | 10400440
IM21 | 10400441 | NO | M | GDSGM0018 | PRESSURE SWITCH, MODEL # J120-171, UE | EA | ZINS | Not ordered | 10400441 | 10400441
IM21 | 10400442 | NO | M | GDSGM0020 | Pressure Switch, Model # 1XTXSW-P18,UE | EA | ZINS | Not ordered | 10400442 | 10400442
IM21 | 10400443 | NO | M | GDSGM0021 | Pressure Switch, Model # 1XTXSW-P19, UE | EA | ZINS | Not ordered | 10400443 | 10400443
IM21 | 10400444 | NO | M | GDSGM0017 | PRESSURE SWITCH, # H121-376-M201-1530 | EA | ZINS | Not ordered | 10400444 | 10400444
IM22 | 10400445 | NO | M | GDELM0571 | PRESSURE TRANSMITTER- PIT | EA | ZINS | Not ordered | 10400445 | 10400445
IM22 | 10400446 | NO | M | GDELM0572 | PRESSURE TRANSMITTER- PIT, | EA | ZINS | Not ordered | 10400446 | 10400446
IM22 | 10400447 | NO | M | GDELM0573 | PRESSURE TRANSMITTER- PIT, | EA | ZINS | Not ordered | 10400447 | 10400447
IM22 | 10400448 | NO | M | GDELM0574 | PRESSURE TRANSMITTER- PIT, | EA | ZINS | Not ordered | 10400448 | 10400448
IM22 | 10400449 | NO | M | GDELM0575 | PRESSURE TRANSMITTER- PIT, | EA | ZINS | Not ordered | 10400449 | 10400449
IM22 | 10400450 | NO | M | GDELM0576 | PRESSURE TRANSMITTER- PIT, | EA | ZINS | Not ordered | 10400450 | 10400450
IM22 | 10400451 | NO | M | GDELM0577 | PRESSURE TRANSMITTER- PIT, | EA | ZINS | Not ordered | 10400451 | 10400451
IM25 | 10400452 | NO | M | GDELM0594 | Series Fascilities Module, FM002A-1-3 | EA | ZINS | Not ordered | 10400452 | 10400452
IM25 | 10400453 | NO | M | GDELM0610 | Series Zone Controller,ZN002A-1-1-3, GM | EA | ZINS | Not ordered | 10400453 | 10400453
IM02 | 10400454 | NO | M | GDELM0591 | RED BEACONS # SM87HXBAUL024RY4BYNR | EA | ZINS | Not ordered | 10400454 | 10400454
IM19 | 10400455 | NO | M | GDELM0598 | Sounder - DB3BULGD230T2CPNN | EA | ZINS | Not ordered | 10400455 | 10400455
IM08 | 10400458 | NO | M | GDDET0303 | Span Gas Kit for Cl2, 943-050000-HRG | SET | ZINS | Not ordered | 10400458 | 10400458
IM08 | 10400459 | NO | M | GDDET0298 | Span gas kit for NH3,943-05AM00-000 | SET | ZINS | Not ordered | 10400459 | 10400459
EM11 | 10400460 | NO | M | GDSGM0015 | SWITCH,PRESS.W/ENL,6-201H(A)-SX,SIRCO | EA | ZINS | Not ordered | 10400460 | 10400460
IM22 | 10400461 | NO | M | GDELM0585 | TEMPERATURE TRANSMITTER - TIT | EA | ZINS | Not ordered | 10400461 | 10400461
IM25 | 10400462 | NO | M | TETLE0014 | Thermo meter Dual Laser mini Infr.Temp | EA | ZINS | Not ordered | 10400462 | 10400462
IM25 | 10400463 | NO | M | GDELM0638 | TYGON TUBING, (1ROLL/50FT), TT00328, | EA | ZINS | Not ordered | 10400463 | 10400463
IM21 | 10400464 | NO | M | ECINU0062 | SWITCH,LVL DISP.XA15-AG3M-HM7 | EA | ZINS | Not ordered | 10400464 | 10400464
IM02 | 10400465 | NO | M | GDELM0655 | XENON BEACON,XB15UL1201508YWBTN | EA | ZINS | Not ordered | 10400465 | 10400465
IM02 | 10400466 | NO | M | GDELM0601 | Xenon Beacon - XB15UL2301508BWBPTN | EA | ZINS | Not ordered | 10400466 | 10400466
IM02 | 10400467 | NO | M | GDELM0602 | Xenon Beacon - XB15UL2301508BWPPTN | EA | ZINS | Not ordered | 10400467 | 10400467
IM02 | 10400468 | NO | M | GDELM0603 | Xenon Beacon - XB15UL2301508RWBPTNZ | EA | ZINS | Not ordered | 10400468 | 10400468
IM02 | 10400469 | NO | M | GDELM0604 | Xenon Beacon - XB15UL2301508RWPPTN | EA | ZINS | Not ordered | 10400469 | 10400469
IM21 | 10400470 | NO | M | GDSGM0012 | SWITCH,LVL DISP.XH13-AB40-WA9 | EA | ZINS | Not ordered | 10400470 | 10400470
IM18 | 10400480 | NO | M | GDDET0069 | Terminal Board for 600 IR Sensor,500-00+ | EA | ZINS | Not ordered | 10400480 | 10400480
IM22 | 10400482 | NO | M | GDELM0704 | P/N: 99900600, SPARES - ELECT., BEACONS | EA | ZINS | Not ordered | 10400482 | 10400482
IM07 | 10400500 | NO | M | MIINS0675 | Spare Parts : 3/4" Straight Thread Proce | EA | ZINS | Not ordered | 10400500 | 10400500
IM21 | 10400502 | NO | M | GDSGM0026 | PRESSURE SWITCH; 12SHSNP1M540M513QC1M44+ | EA | ZINS | Not ordered | 10400502 | 10400502
IM22 | 10400503 | NO | M | MIELM0001 | PRESSURE TRANSMITTER, 0-2500,MMH20 RANGE | EA | ZINS | Not ordered | NO | NO
IM25 | 10400531 | NO | M | N/A | TUBE SS,1/2" x 0.049" THK, SS316 | M | ZINS | Not ordered | 10400531 | NO
IM19 | 10400541 | X | M | N/A | SOUNDER, GRP EX CHAMBER,DB3BULGD048T2CNR | EA | ZINS | Not ordered | NO | NO
IM02 | 10400545 | NO | M | N/A | BEACON-RED,LEL,SM87HXBSJ024RY4BYNRZ,MEDC | EA | ZINS | Not ordered | NO | NO
IM02 | 10400546 | X | M | NO | BEACON-BLUE,H2S,SM87HXBSJ024BY4BYNRZ, | EA | ZINS | Not ordered | NO | NO
IM02 | 10400547 | NO | M | NO | BEACON-WHITE,SM87HXBSJ024CY4BYNRZ,MEDC | EA | ZINS | Not ordered | NO | NO
IM25 | 10400560 | X | M | NO | VERBATIM VSS-8C, AUTO DIALER, 301VSS-8C | EA | ZINS | Not ordered | NO | NO
IM25 | 10400561 | X | M | NO | VERBATIM RESPONDER, 542VRSP-8-NB | EA | ZINS | Not ordered | NO | NO
IM07 | 10400580 | NO | M | NO | TUBE 1/2",SS,1.65 MM THK,ANSI, SMLS ASTM | M | ZINS | Not ordered | NO | NO
IM07 | 10400581 | X | M | NO | TUBING BUNDLE 1/2",SS, 1.65 MM THK,SMLS | EA | ZINS | Not ordered | NO | NO
IM25 | 10400585 | NO | M | NO | NEEDLE VALVE W/CONN, 1/4",SWM x 10MM OD | EA | ZINS | Not ordered | NO | NO
IM25 | 10400596 | X | M | NO | CAP, SS, 10MM OD, PARKER | EA | ZINS | Not ordered | NO | NO
IM07 | 10400660 | X | M | NO | 3/4" PLUG,ADAPTER,SS TAG & 2"SUN SHADE | EA | ZINS | Not ordered | NO | NO
IM25 | 10400668 | X | M | NO | CABLE GLAND N/P CMP20 1/2" EIFW B29 | EA | ZINS | Not ordered | NO | NO
IM25 | 10400669 | X | M | NO | SAMPLE CONDITIONING SYSTEM | EA | ZINS | Not ordered | NO | NO
IM17 | 10400671 | X | M | NO | REG,AIR FILTER,1/4" NOGREN B38-242-A1MA | EA | ZINS | Not ordered | NO | NO
IM25 | 10400672 | X | M | NO | BALL VALVE, MAKE: HOKE 7C23F4Y | EA | ZINS | Not ordered | NO | NO
IM25 | 10400673 | X | M | NO | NEEDLE VALVE, MAKE: PARKER 21244Y | EA | ZINS | Not ordered | NO | NO
IM25 | 10400674 | X | M | NO | VALVE, 3-WAY, MAKE: HOKE 54210C4 | EA | ZINS | Not ordered | NO | NO
IM25 | 10400675 | X | M | NO | MALE CONNECTOR, 1/4" MAKE:HOKE 4CM4316MC | EA | ZINS | Not ordered | NO | NO
IM25 | 10400676 | X | M | NO | BULK HEAD, 1/4" x 1/4", MAKE:HOKE 6BU316 | EA | ZINS | Not ordered | NO | NO
IM25 | 10400677 | X | M | NO | EE, 1/4", MAKE: HOKE, P/N: 4TTT316 | EA | ZINS | Not ordered | NO | NO
IM07 | 10400678 | X | M | NO | PP SHELL/FITTINGS, 24" LENGTH MD-070-24P | EA | ZINS | Not ordered | NO | NO
IM25 | 10400679 | X | M | NO | GENERATOR, LOW VACUUM, EXAIR 800002 | EA | ZINS | Not ordered | NO | NO
IM06 | 10400680 | X | M | NO | FILTER HOUSING & ELEMENT SS127.221.5CK | EA | ZINS | Not ordered | NO | NO
IM07 | 10400684 | NO | M | NO | NEEDLE VALVE, FNPT, 1/4", HOKE: 2122F4Y | EA | ZINS | Not ordered | NO | NO
IM06 | 10400686 | NO | M | NO | FILTER COAELSING, SS.122.221.5CK | EA | ZINS | Not ordered | NO | NO
IM07 | 10400687 | NO | M | NO | BALL VALVE, 1/4", HOKE: 7C23F4Y | EA | ZINS | Not ordered | NO | NO
IM07 | 10400691 | NO | M | NO | BALL VALVE, 3-WAY, 1/4", HOKE:64210C4 | EA | ZINS | Not ordered | NO | NO
IM07 | 10400695 | X | M | NO | BULKHEAD, 8BU316, 1/2"OD x 1/2"OD, HOKE | EA | ZINS | Not ordered | NO | NO
IM07 | 10400696 | X | M | NO | REDUCER, 8R4316, 1/2" OD x 1/4", HOKE | EA | ZINS | Not ordered | NO | NO
IM07 | 10400697 | X | M | NO | REDUCER,1/4"OD x1/8",MNPT SS316, 4R2316 | EA | ZINS | Not ordered | NO | NO
IM02 | 10400723 | X | M | NO | GRP XENON BEACON,MEDC,XB15UL0241508RWBNN | EA | ZINS | Not ordered | NO | NO
IM07 | 10400730 | NO | M | NO | CONNECTOR,FEMALE,SS316 1/2" x 3/4" FNPT | EA | ZINS | Not ordered | NO | NO
IM07 | 10400732 | NO | M | NO | SS FERRULE SET, SIZE: 1/2" | SET | ZINS | Not ordered | NO | NO
IM25 | 10400733 | NO | M | NO | EQUAL TEE, 1/2"x1/2" SS,PARKER/SWAGELOK | EA | ZINS | Not ordered | NO | NO
IM25 | 10400734 | NO | M | NO | STICKER, CALIBRATION FOR INSTRUMENT | EA | ZINS | Not ordered | NO | NO
IM25 | 10400744 | NO | M | NO | MANUAL RETRACTABLE PROBE | EA | ZINS | Not ordered | NO | NO
IM25 | 10400747 | NO | M | NO | SS FABRICATED BOX, 350x220x200 MM | EA | ZINS | Not ordered | NO | NO
IM25 | 10400748 | NO | M | NO | SS MOUNTING PLATE, 565 x 565 x 3 MM | EA | ZINS | Not ordered | NO | NO
IM25 | 10400750 | NO | M | NO | END PLUG, 1/4",SS 316, SS-400-P,SWAGELOK | EA | ZINS | Not ordered | NO | NO
IM25 | 10400755 | X | M | NO | GAUGE VALVE - 316SS,1/2"NPT -M X 1/2"NPT | EA | ZINS | Not ordered | NO | NO
IM25 | 10400756 | X | M | NO | GAUGE VALVE -316SS,1/2"NPT-M X 1/2"NPT-F | EA | ZINS | Not ordered | NO | NO
IM25 | 10400757 | X | M | NO | RISING PLUG VALVE-316SS,1/2'NPT-F X 1/2" | EA | ZINS | Not ordered | NO | NO
IM23 | 10400775 | X | M | NO | BALL VALVE, 3/4", NPT , FIG 316T 316SS | EA | ZINS | Not ordered | NO | NO
IM08 | 10400824 | NO | M | NO | Pruefgas 58L, 100 ppm H2S/N2 | EA | ZINS | Not ordered | NO | NO
IM25 | 10400830 | NO | M | NO | SS BOX 13-8-6, 13” X 8”X 6”,w/BACK PLATE | EA | ZINS | Not ordered | NO | NO
IM17 | 10400834 | NO | M | NO | REGULATOR,TESCOM VAPORIZING,44-5860D241E | EA | ZINS | Not ordered | NO | NO
IM02 | 10400838 | NO | M | NO | RED BEACON, XB15UL0240508RWPDR | EA | ZINS | Not ordered | NO | NO
IM02 | 10400839 | NO | M | NO | BLUE BEACON, XB15UL0240508BWPDR | EA | ZINS | Not ordered | NO | NO
IM02 | 10400840 | NO | M | NO | AMBER/YELLOW BEACON,XB15UL0240508A/YWPDR | EA | ZINS | Not ordered | NO | NO
IM08 | 10400846 | NO | M | NO | CARBON MONOXIDE, 50 PPM IN AIR, 103 LITR | EA | ZINS | Not ordered | NO | NO
IM25 | 10400875 | NO | M | NO | GLASS FIBER REINFORCED ENCLOSURE,OSGP9 | EA | ZINS | Not ordered | NO | NO
IM08 | 10400893 | NO | M | NO | ISOBUTYLENE, 100 PPM in Air, 103 liters | EA | ZINS | Not ordered | NO | NO
IM02 | 10400895 | NO | M | NO | BEACON,GRP XENON,XB15UL2301506RWBTR,MEDC | EA | ZINS | Not ordered | NO | NO
IM02 | 10400896 | NO | M | NO | BEACON,GRP XENON,XB15UL2301506CWBTR,MEDC | EA | ZINS | Not ordered | NO | NO
IM19 | 10400897 | NO | M | NO | SOUNDER,GRP EX CHAMBER,DB3BULGD230T1ZNR | EA | ZINS | Not ordered | NO | NO
IM23 | 10400901 | NO | M | NO | NEEDLE VALVE,1/2"NPT‐M x 1/2"NPT‐F, AGCO | EA | ZINS | Not ordered | NO | NO
IM25 | 10400902 | NO | M | NO | ZERO SOLUTION – DM WATER , 100 ML BOTTLE | EA | ZINS | Not ordered | NO | NO
IM25 | 10400903 | NO | M | NO | SPAN SOLUTION – 1000 ML BOTTLE | EA | ZINS | Not ordered | NO | NO
IM25 | 10400904 | NO | M | NO | UHP N2 (ULTRA HIGH PURITY NITROGEN) 58 L | EA | ZINS | Not ordered | NO | NO
IM04 | 10400909 | NO | M | NO | NFS2-3030 CPU with 640-character Display | EA | ZINS | Not ordered | NO | NO
IM25 | 10400917 | NO | M | NO | DRESS PANEL BLANK, DP-1B | EA | ZINS | Not ordered | NO | NO
IM25 | 10400919 | NO | M | NO | TWO (2) BAT-12180(12V,18AH),BAT-12180-BP | EA | ZINS | Not ordered | 10400919 | 10400919
IM25 | 10400921 | NO | M | NO | SLC LOOP ISOLATOR MODULE | EA | ZINS | Not ordered | NO | NO
IM25 | 10400922 | NO | M | NO | QUININE SULFATE 100PPM | L | ZINS | Not ordered | NO | NO
IM08 | 10400923 | NO | M | NO | UHP N2 (ULTRA HIGH PURITY NITROGEN) GAS, | L | ZINS | Not ordered | NO | NO
IM25 | 10400924 | NO | M | NO | DETECTOR,INTELLIGENT ADDRESSABLE,FSP-851 | EA | ZINS | Not ordered | NO | NO
IM25 | 10400925 | NO | M | NO | FLANGED MOUNTING BASE,B210LP | EA | ZINS | Not ordered | NO | NO
IM25 | 10400932 | NO | M | NO | ADDRESSABLE MONITOR MODULE, FMM-1 | EA | ZINS | Not ordered | NO | NO
IM25 | 10400937 | NO | M | NO | ADDRESSABLE CONTROL MODULE, FCM-1 | EA | ZINS | Not ordered | NO | NO
EM04 | 10400945 | NO | M | NO | BATTERIES, 12 VDC, 18 AH, HONEYWELL | EA | ZINS | Not ordered | NO | NO
IM05 | 10400946 | NO | M | NO | HEAT DETECTOR; W/FLASHSCAN, FST-851H | EA | ZINS | Not ordered | NO | NO
IM19 | 10400953 | NO | M | NO | SOUNDER,INTELLIGENT, ADDRESSABLE, B200S | EA | ZINS | Not ordered | NO | NO
IM05 | 10400964 | NO | M | NO | INTELLIGENT LASER DETECTOR, FSL-751 | EA | ZINS | Not ordered | NO | NO
IM05 | 10400965 | NO | M | NO | DETECTOR,INTELLIGENT ADDRESSABLE,FST-851 | EA | ZINS | Not ordered | NO | NO
IM05 | 10400966 | NO | M | NO | DETECTOR,INTELLIGENT ADDRESSA., FST-851R | EA | ZINS | Not ordered | NO | NO
IM19 | 10400967 | NO | M | NO | HORN ONLY, 12 OR 24 VOLT, RED, HRL | EA | ZINS | Not ordered | NO | NO
IM25 | 10400972 | NO | M | NO | DUAL ACTION RELEASING STATION,NBG-12LRA | EA | ZINS | Not ordered | NO | NO
IM25 | 10400982 | NO | M | NO | INTELLIGENT DETECTOR BASE, B501 | EA | ZINS | Not ordered | NO | NO
IM24 | 10401020 | NO | M | NO | INST CABLE, 1Px1.5 SQ.MM, UNARMORED | M | ZINS | Not ordered | NO | NO
IM22 | 10401021 | NO | M | NO | FLOWTRANSMITTER(DPTYPE)PER ATTACHED DATA | EA | ZINS | Not ordered | NO | NO
IM23 | 10401022 | NO | M | NO | FLOW CONTROL VALVE,3",PER ATTACHED DATA | EA | ZINS | Not ordered | NO | NO
MM09 | 10401026 | NO | M | NO | PH 7.00 SOLUTION | ML | ZINS | Not ordered | NO | NO
MM09 | 10401027 | NO | M | NO | PH 4.00 SOLUTION | ML | ZINS | Not ordered | NO | NO
MM09 | 10401028 | NO | M | NO | PH 10.00 SOLUTION | ML | ZINS | Not ordered | NO | NO
MM09 | 10401029 | NO | M | NO | SULIFIDE SOLUTION:10 PPM (SOLU. 12 pH) | ML | ZINS | Not ordered | NO | NO
MM09 | 10401030 | NO | M | NO | SULIFIDE SOLUTION:100 PPM ( 12 pH) | ML | ZINS | Not ordered | NO | NO
MM09 | 10401031 | NO | M | NO | 10% KOH (Potassium Hydroxide) | L | ZINS | Not ordered | NO | NO
MM09 | 10401032 | NO | M | NO | 10% HCL (HYDROCHLORIC ACID) | L | ZINS | Not ordered | NO | NO
MM09 | 10401034 | NO | M | NO | OIW STANDARD SOLUTION - 1000PPM | L | ZINS | Not ordered | NO | NO
MM09 | 10401035 | NO | M | NO | 0.1M SULFURIC ACID | L | ZINS | Not ordered | NO | NO
MM09 | 10401037 | NO | M | NO | OIW SOLUTION: 250,500,750 & 1000 ppm | L | ZINS | Not ordered | NO | NO
IM11 | 10401042 | NO | M | NO | INDICATOR,REMOT,RMA300-EU-TG,MB,UM,F3-2J | EA | ZINS | Not ordered | NO | NO
IM19 | 10401043 | NO | M | NO | SOUNDER, GRP EX CHAMBER, DB3BDJG120T2CNR | EA | ZINS | Not ordered | NO | NO
IM25 | 10401044 | NO | M | NO | GRP PUSHBUTTON CALLPOINT,PBEB4B6B5DDN7Y | EA | ZINS | Not ordered | NO | NO
IM02 | 10401045 | NO | M | NO | BEACON,XB11J11006RYBYYNN,XENON,5J,MEDC | EA | ZINS | Not ordered | NO | NO
AM01 | 10600001 | X | M | EICAF5203 | METAL BOX,3'x3' | EA | ZOFC | Not ordered | NO | NO
AM01 | 10600002 | X | M | OSOFC0724 | BALL,NEPTHALENE,BIG SIZE (PACKET) | PAC | ZOFC | Not ordered | NO | NO
AM04 | 10600003 | X | M | CNCON0699 | GAS,FREON,R-134A,102,CLEAR LIQUID,<1.22, | EA | ZOFC | Not ordered | NO | NO
AM01 | 10600004 | NO | M | OSOFC0719 | BAG,GARBAGE,SMALL (PACKET OF 100) | PAC | ZOFC | Not ordered | 10600004 | NO
AM02 | 10600008 | X | M | CNCON0600 | ACID,FOR CLEANING TOILETS (Bottle ___ L) | EA | ZOFC | Not ordered | NO | NO
ITM2 | 10600014 | X | M | ITCPU0008 | COMPUTER,RACK MOUNT,STEALTH,SR-2500-3GZ | EA | ZOFC | Not ordered | NO | NO
ITM2 | 10600015 | NO | M | ITCPU0020 | KEYBOARD&MONITOR,STEALTH,FR-1001-17,RACK | EA | ZOFC | Not ordered | NO | NO
ITM1 | 10600016 | X | M | ITPRN0004 | PRINTER,EPSON,LQ-300+II,DOT MATRIX | RM | ZOFC | Not ordered | NO | NO
ITM5 | 10600025 | NO | M | CNCON0384 | CARTRIDGE,HP,CD974,YELLOW,FOR 6000 | EA | ZOFC | Not ordered | 10600025 | NO
AM06 | 10600026 | NO | M | CNSTN0019 | PLASTIC COVER,A4,FOR BINDING,GREEN | EA | ZOFC | Not ordered | 10600026 | NO
AM02 | 10600027 | X | M | CNCON0696 | INSECTICIDE (MR. FLY) | EA | ZOFC | Not ordered | NO | NO
ITM5 | 10600028 | NO | M | OSOFC0649 | CARTRIDGE,EPSON,C13S050210CA,YELLOW | EA | ZOFC | Not ordered | 10600028 | NO
AM06 | 10600029 | X | M | CNCON0727 | MARBLE/GRANITE GLUE | EA | ZOFC | Not ordered | NO | NO
ITM5 | 10600030 | NO | M | MICON0270 | FILTER CARTRIDGE,FOR JHV 4500X (SPARE) | EA | ZOFC | Not ordered | 10600030 | NO
ITM4 | 10600031 | X | M | OSOFC0983 | DRUM KIT,FOR KONICA MINOLTA C280 | EA | ZOFC | Not ordered | NO | NO
AM06 | 10600032 | NO | M | OSOFC0614 | HIGHLIGHTER,FABER CASTELL,PINK | EA | ZOFC | Not ordered | NO | NO
AM06 | 10600033 | NO | M | OSOFC0459 | JAL LETTER HEAD,WORK EST. | EA | ZOFC | Not ordered | 10600033 | NO
AM02 | 10600035 | X | M | OSOFC0704 | DISINFECTANT,DETTOL,24 BOTTLE/BOX | EA | ZOFC | Not ordered | NO | NO
AM06 | 10600036 | X | M | CNMSL0008 | PERMANENT MARKER PEN,BLACK,ROUND TIP | EA | ZOFC | Not ordered | NO | NO
AM05 | 10600037 | X | M | CNCMP0001 | PHOTO FRAME,A4 SIZE | EA | ZOFC | Not ordered | NO | NO
ITM5 | 10600039 | NO | M | CNCON0388 | CARTRIDGE,INK,HP,C4911A,CYAN,800PS | EA | ZOFC | Not ordered | 10600039 | NO
ITM5 | 10600040 | NO | M | CNCON0389 | CARTRIDGE,INK,HP,C4912A,MAGENTA,800PS | EA | ZOFC | Not ordered | 10600040 | NO
ITM5 | 10600041 | NO | M | CNCON0385 | CARTRIDGE,HP,CD973,MAGENTA,FOR 6000 | EA | ZOFC | Not ordered | 10600041 | NO
AM07 | 10600043 | NO | M | CNMSL0052 | EAR PLUG,100 PAIR/BOX | EA | ZOFC | Not ordered | NO | NO
IM15 | 10600044 | NO | M | CNSTN0015 | FLOPPY DISK,3.5",1.44MB,10 PCS/BOX | EA | ZOFC | Not ordered | 10600044 | NO
AM06 | 10600046 | NO | M | OSOFC0024 | PAPER,LETTER SIZE,BLUE | RM | ZOFC | Not ordered | 10600046 | NO
AM06 | 10600047 | NO | M | CNSTN0089 | HOLE PUNCHER,HEAVY DUTY,3 HOLE | EA | ZOFC | Not ordered | 10600047 | 10600047
ITM5 | 10600048 | NO | M | CNSTN0084 | CARTRIDGE,TONER,HP,9703A,MAGENTA,LJ2500 | EA | ZOFC | Not ordered | 10600048 | NO
AM06 | 10600049 | X | M | CNSTN0096 | DOUBLE CLIP,FOLDBACK,5" | EA | ZOFC | Not ordered | NO | NO
ITM5 | 10600050 | NO | M | CNSTN0091 | CARTRIDGE,TONER,HP,9700A,BLACK,F/ LJ2500 | EA | ZOFC | Not ordered | 10600050 | NO
AM02 | 10600051 | NO | M | CNMSL0040 | COTTON GLOVE,WHITE,400 PAIR/BOX,THAILAND | PAA | ZOFC | Not ordered | 10600051 | NO
AM06 | 10600054 | X | M | OSOFC0760 | TISSUE,BROWN | ROL | ZOFC | Not ordered | NO | NO
AM06 | 10600055 | NO | M | OSOFC0658 | MULTI PURPOSE FORM,5 PART,3 COLOR | EA | ZOFC | Not ordered | 10600055 | NO
ITM5 | 10600056 | NO | M | OSOFC0671 | TONER,EPSON,C13S050191,YELLOW,ACULASER | EA | ZOFC | Not ordered | 10600056 | NO
ITM5 | 10600057 | NO | M | OSOFC0656 | CARTRIDGE,EPSON,C13S050230,C2600N,YELLOW | EA | ZOFC | Not ordered | 10600057 | NO
AM06 | 10600058 | NO | M | OSOFC0843 | ENVELOPE,BROWN,17.8x25.4cm WITH JAL LOGO | EA | ZOFC | Not ordered | 10600058 | NO
AM05 | 10600059 | X | M | OSOFC0759 | BOTTLE,WATER,MAKKAH,40x0.33 ltrs | EA | ZOFC | Not ordered | NO | NO
AM06 | 10600061 | X | M | OSOFC0577 | BOX FILE,A4,2"CAPACITY,WHITE,2 HOLE | EA | ZOFC | Not ordered | NO | NO
ITM4 | 10600063 | NO | M | OSOFC0653 | TRANSFER UNIT,EPSON,C13S053024 | EA | ZOFC | Not ordered | 10600063 | NO
AM06 | 10600064 | X | M | CNCON0410 | SUNSHADE,FIBER GLASS,3MM,GRAY FINISH | EA | ZOFC | Not ordered | NO | NO
AM06 | 10600065 | X | M | MCMSL0031 | COPY PAPER,A3,400SHTS/RM,6 RM/BOX | EA | ZOFC | Not ordered | NO | NO
AM06 | 10600066 | X | M | CNSTN0036 | BINDER,1",A4 SIZE,3-HOLE,WHITE | EA | ZOFC | Not ordered | NO | NO
ITM5 | 10600068 | NO | M | OSOFC0655 | CARTRIDGE,EPSON,C13S050231,MAGENTA | EA | ZOFC | Not ordered | 10600068 | NO
AM02 | 10600070 | X | M | OSOFC0723 | CLOTH MOP,W/WATER CLEANING | EA | ZOFC | Not ordered | NO | NO
AM06 | 10600071 | X | M | OSOFC0703 | POWDER,CLEANING,TIDE,350ml,36 EACH/BOX | BOX | ZOFC | Not ordered | NO | NO
AM02 | 10600072 | X | M | OSOFC0754 | CURTAINS,WINDOW,1M X 3M | EA | ZOFC | Not ordered | NO | NO
ITM5 | 10600073 | NO | M | OSOFC0844 | CARTRIDGE,EPSON,C13T10514,BLACK,F/TX300F | EA | ZOFC | Not ordered | 10600073 | NO
AM06 | 10600076 | NO | M | OSOFC0613 | HIGHLIGHTER,FABER CASTELL,BLUE | EA | ZOFC | Not ordered | 10600076 | NO
AM01 | 10600078 | NO | M | MCLFF0001 | KEY BOX,600x400mm,WALL MOUNTED | EA | ZOFC | Not ordered | 10600078 | NO
AM03 | 10600079 | X | M | CNCON0283 | FORMICA PANEL,4mm x 8m x 2m,CREAM | EA | ZOFC | Not ordered | NO | NO
AM05 | 10600080 | NO | M | OSOFC0016 | WHITE BOARD,90x120cm,W/STAND | EA | ZOFC | Not ordered | 10600080 | NO
AM06 | 10600081 | X | M | CNSTN0072 | PAPER CLIP,BIG SIZE | PAC | ZOFC | Not ordered | NO | NO
ITM5 | 10600082 | X | M | OSOFC0813 | CARTRIDGE,INK,HP,131,BLACK,FOR HP 7413 | EA | ZOFC | Not ordered | NO | NO
AM06 | 10600085 | NO | M | OSOFC0015 | STAMP,TIME & DATE,ENGLISH | EA | ZOFC | Not ordered | 10600085 | NO
ITM5 | 10600086 | NO | M | ITACC0011 | CARTRIDGE,TONER,HP,C4152A,YELLOW | EA | ZOFC | Not ordered | 10600086 | NO
ITM4 | 10600087 | NO | M | ITACC0013 | RIBBON,BLACK,CITIZEN,CITAH379010,GSX340 | EA | ZOFC | Not ordered | 10600087 | NO
ITM2 | 10600088 | NO | M | ITACC0021 | PROCESSOR FAN,STEALTH,STL-P4-CPU-FAN-LP | EA | ZOFC | Not ordered | 10600088 | NO
ITM2 | 10600095 | X | M | ITLPT0009 | LAPTOP,SONY,VAIO SVD13217,I7,3GHz,8GB | EA | ZOFC | Not ordered | NO | NO
ITM1 | 10600097 | NO | M | ITPRN0005 | PRINTER,CITIZEN,GSX340,24-PIN,DOT MATRIX | EA | ZOFC | Not ordered | 10600097 | NO
AM06 | 10600098 | X | M | OSOFC0800 | FOLDER,WHITE LONG(BINDER),A3,3X2",D RING | EA | ZOFC | Not ordered | NO | NO
AM06 | 10600099 | NO | M | OSOFC0801 | BINDER,A3,WHITE,3" THICK,3 HOLE | EA | ZOFC | Not ordered | 10600099 | NO
AM06 | 10600100 | NO | M | CNSTN0022 | SIGN HERE STICKER | EA | ZOFC | Not ordered | 10600100 | NO
AM06 | 10600101 | X | M | EIACC0019 | COTTER PIN,SPLIT PINS | PAC | ZOFC | Not ordered | NO | NO
AM06 | 10600104 | NO | M | CNSTN0037 | DIVIDER,INDEX,A4 SIZE,10 TABS | SET | ZOFC | Not ordered | NO | NO
IM15 | 10600109 | NO | M | ITACC0024 | HARD DRIVE,SEAGATE,ATA-100,120GB | EA | ZOFC | Not ordered | 10600109 | NO
AM06 | 10600112 | X | M | CNCON0161 | THINNER,21-06 F/LIGHT GREY N7.5,SIGMA | BOX | ZOFC | Not ordered | NO | NO
AM06 | 10600113 | NO | M | CNSTN0034 | PAPER CUTTER,WITH REPLACEABLE BLADE | EA | ZOFC | Not ordered | 10600113 | NO
AM06 | 10600114 | NO | M | CNSTN0021 | SPIRAL BINDING,FOR A4-16 mm,100/BOX | EA | ZOFC | Not ordered | 10600114 | NO
ITM4 | 10600115 | NO | M | ITACC0018 | DRUM KIT,HP,9704A,FOR LJ 2500 | EA | ZOFC | Not ordered | 10600115 | NO
IM15 | 10600116 | NO | M | ITACC0020 | HARD DRIVE,SEAGATE,SATA,120GB | EA | ZOFC | Not ordered | 10600116 | NO
AM05 | 10600117 | X | M | OSOFC0377 | PAPER TRAY,3 LAYERS | EA | ZOFC | Not ordered | NO | NO
ITM5 | 10600118 | NO | M | OSOFC0545 | CARTRIDGE,TONER,HP,C4150A,CYAN | EA | ZOFC | Not ordered | 10600118 | NO
ITM5 | 10600120 | NO | M | OSOFC0650 | CARTRIDGE,EPSON,C13S050211CA,MAGENTA | EA | ZOFC | Not ordered | 10600120 | NO
AM05 | 10600121 | NO | M | MIPNA0079 | SLIDING SHELF,955-1706 | EA | ZOFC | Not ordered | 10600121 | NO
AM06 | 10600123 | NO | M | OSOFC0581 | JAL LETTER HEAD,WHITE CHAMP,MULTI COLOR | EA | ZOFC | Not ordered | 10600123 | NO
AM06 | 10600124 | X | M | OSOFC0823 | NOTICE BOARD,CORK TYPE,LG 1 x WD 0.7 m | EA | ZOFC | Not ordered | NO | NO
AM06 | 10600125 | X | M | OSOFC0376 | STAPLER,26/6,ROCO | EA | ZOFC | Not ordered | NO | NO
AM06 | 10600126 | NO | M | OSOFC0818 | ENVELOPE,BROWN, A4 | EA | ZOFC | Not ordered | 10600126 | NO
ITM5 | 10600127 | X | M | OSOFC0814 | CARTRIDGE,INK,HP,135,TRI-COLOR,F/HP 7413 | EA | ZOFC | Not ordered | NO | NO
AM06 | 10600128 | X | M | OSOFC0819 | ENVELOPE,INTER-OFFICE MAIL,A4,MULTI USE | EA | ZOFC | Not ordered | NO | NO
ITM4 | 10600129 | NO | M | ITPRN0003 | UPGRADE KIT,DOT MATRIX,EPSON,LQ 300+ II | EA | ZOFC | Not ordered | 10600129 | NO
ITM2 | 10600131 | X | M | ITLPT0011 | LAPTOP,TOSHIBA,PORTEGE Z930 B677 | EA | ZOFC | Not ordered | NO | NO
AM06 | 10600132 | X | M | OSOFC0609 | PERMANENT MARKER,ROCO,BLACK | EA | ZOFC | Not ordered | NO | NO
AM06 | 10600133 | NO | M | OSOFC0412 | BALLPEN,FABER CASTELL,BLACK,10PCS/BOX | EA | ZOFC | Not ordered | 10600133 | 10600133
AM06 | 10600135 | NO | M | OSOFC0511 | HIGHLIGHTER,GREEN | EA | ZOFC | Not ordered | 10600135 | NO
ITM5 | 10600136 | NO | M | OSOFC0506 | TONER,LASERJET,HP,CB435A,BLACK | EA | ZOFC | Not ordered | 10600136 | NO
AM06 | 10600137 | NO | M | OSOFC0462 | JAL LETTER HEAD,COMMERCIAL | EA | ZOFC | Not ordered | 10600137 | NO
AM07 | 10600138 | X | M | SCCON0006 | FIRST AID KIT,MEDIUM,METAL BOX | EA | ZOFC | Not ordered | NO | NO
ITM5 | 10600139 | X | M | CNCON0387 | CARTRIDGE,INK,HP,C4844A,BLACK,800PS | EA | ZOFC | Not ordered | NO | NO
ITM5 | 10600140 | NO | M | OSOFC0546 | CARTRIDGE,TONER,HP,C4151A,MAGENTA | EA | ZOFC | Not ordered | 10600140 | NO
AM06 | 10600141 | NO | M | OSOFC0574 | HIGHLIGHTER,FABER CASTELL,ORANGE | EA | ZOFC | Not ordered | 10600141 | NO
AM06 | 10600143 | NO | M | OSOFC0931 | STAPLER,KW-TRIO,50LA,HEAVY DUTY,7TO70MM | EA | ZOFC | Not ordered | 10600143 | NO
AM06 | 10600147 | X | M | OSOFC0940 | GLUE STICK,FANTASTIC | EA | ZOFC | Not ordered | NO | NO
ITM5 | 10600148 | X | M | OSOFC0966 | TONER,KONICA MINOLTA,BIZHUB 501,F/COPIER | EA | ZOFC | Not ordered | NO | NO
AM06 | 10600149 | X | M | OSOFC0976 | INK FOR STAMP PAD,BLUE | EA | ZOFC | Not ordered | NO | NO
AM06 | 10600150 | X | M | OSOFC0985 | NOTEBOOK,MEMO,SMALL | EA | ZOFC | Not ordered | NO | NO
AM06 | 10600151 | X | M | OSOFC0986 | TRANSPARENT FILE,SIZE: A4,ROCO | EA | ZOFC | Not ordered | NO | NO
AM06 | 10600152 | X | M | OSOFC1024 | POST IT NOTE PAD,SMALL SIZE,YELLOW COLOR | EA | ZOFC | Not ordered | NO | NO
AM05 | 10600153 | X | M | OSUCL0003 | SHIRT,GIORDANO,W/F,100%COTTON,W/JAL LOGO | EA | ZOFC | Not ordered | NO | NO
ITM6 | 10600154 | NO | M | SHSOE0002 | SOFTWARE,SOER MMI,WITH IEC 60870-5-104 | EA | ZOFC | Not ordered | 10600154 | NO
ITM5 | 10600156 | X | M | OSPAS0005 | CARTRIDGE,RIBBON,EPSON,LQ-680PRO | EA | ZOFC | Not ordered | NO | NO
AM06 | 10600157 | X | M | OSOFC0973 | RUBBER STAMP,W/"JAL"&LOGO AS PER SAMPLE | EA | ZOFC | Not ordered | NO | NO
AM06 | 10600159 | NO | M | OSOFC0909 | INK,BLACK,FOR STAMP PAD | EA | ZOFC | Not ordered | 10600159 | NO
AM06 | 10600160 | X | M | OSOFC0911 | RUBBER STAMP,RECEIVED WITH DATE | EA | ZOFC | Not ordered | NO | NO
AM06 | 10600161 | NO | M | CNSTN0017 | INDEX DIVIDER,PLASTIC,10 TABS | SET | ZOFC | Not ordered | 10600161 | NO
ITM1 | 10600162 | NO | M | CMMDC0012 | CONVERTER,S.I.TECH,2561-24SM,RS485TOFO | EA | ZOFC | Not ordered | 10600162 | NO
ITM7 | 10600163 | NO | M | CMMOD0004 | MODEM,V.3600,MOTOROLA,620954820020 | EA | ZOFC | Not ordered | 10600163 | NO
AM06 | 10600164 | NO | M | OSUCL0029 | NECK TIE,BLUE,WITH JAL EMBAROIDERY LOGO | EA | ZOFC | Not ordered | 10600164 | NO
AM06 | 10600166 | X | M | MICON0402 | POCKET,PANEL DRAWING,A4,FIBER | DR | ZOFC | Not ordered | NO | NO
ITM5 | 10600167 | X | M | OSOFC0907 | CARTRIDGE,INK,HP,C9352A (COLOR) | EA | ZOFC | Not ordered | NO | NO
AM06 | 10600168 | X | M | CNCON0018 | PARKING LIGHT SET,FOR INT'L MODEL #2005 | SET | ZOFC | Not ordered | NO | NO
AM06 | 10600169 | X | M | CNSTN0007 | BINDER FILE,A4,3 HOLE,5" | EA | ZOFC | Not ordered | NO | NO
AM06 | 10600171 | NO | M | CNSTN0064 | SHARPENER,PENCIL,METAL | EA | ZOFC | Not ordered | 10600171 | NO
ITM1 | 10600172 | NO | M | ECELM0005 | PRINTER,DOT MATRIX,EPSON,LQ300+II | PC | ZOFC | Not ordered | 10600172 | 10600172
ITM5 | 10600178 | NO | M | OSCRT0011 | CARTRIDGE,LASER JET,HP,12A,BLACK,F/1018 | EA | ZOFC | Not ordered | 10600178 | NO
AM02 | 10600179 | X | M | OSOFC0891 | CLEANER,CPVC | EA | ZOFC | Not ordered | NO | NO
AM06 | 10600181 | NO | M | OSOFC0410 | BALLPEN,FABER CASTELL,BLUE,10 PCS/BOX | EA | ZOFC | Not ordered | 10600181 | NO
AM05 | 10600182 | X | M | EICAF3745 | UTILITY BOX,2" X 4",GI,3/4" KO | EA | ZOFC | Not ordered | NO | NO
AM05 | 10600183 | X | M | OSUCL0004 | PANT,GIORDANO,W/F,100% COTTON | EA | ZOFC | Not ordered | NO | NO
ITM5 | 10600184 | X | M | OSOFC0908 | CARTRIDGE,INK,HP,C9351A (BLACK) | EA | ZOFC | Not ordered | NO | NO
ITM5 | 10600185 | NO | M | CNSTN0156 | TONER,FOR KYOCERA TK-475,FS-6025MFP | EA | ZOFC | Not ordered | 10600185 | 10600185
AM05 | 10600186 | X | M | TLTLS1325 | LADDER,WOODEN,4 FT LENGTH,TYPE:A | EA | ZOFC | Not ordered | NO | NO
AM06 | 10600187 | NO | M | CNSTN0008 | STAPLE PIN,HEAVY DUTY,FOR BIG STAPLER | PAC | ZOFC | Not ordered | 10600187 | NO
AM06 | 10600189 | NO | M | OSOFC0893 | TAPE,LAMINATD,1",12MM,BLK ON WHT,BROTHER | EA | ZOFC | Not ordered | 10600189 | NO
AM07 | 10600190 | NO | M | SCCON0075 | EAR MUFF,HEAVY DUTY | SET | ZOFC | Not ordered | NO | NO
ITM2 | 10600191 | NO | M | CMMDC0006 | BIT DRIVER,S.I.TECH,2110-SM,RS485TOFO,ST | EA | ZOFC | Not ordered | 10600191 | NO
AM06 | 10600192 | X | M | CNBKU0001 | PLASTIC HOSE,FOR GAS STOVE | EA | ZOFC | Not ordered | NO | NO
ITM2 | 10600193 | X | M | CNCON0320 | TAPE,BACKUP,HP DDS-4 (C5718A),20/40 GB | EA | ZOFC | Not ordered | NO | NO
AM06 | 10600194 | X | M | CNSTN0006 | BOX FILE,A4,2"CAPACITY,BLACK,2 HOLE | EA | ZOFC | Not ordered | NO | NO
ITM4 | 10600196 | NO | M | OSOFC0004 | FLIP CHART,WITH CASTORS MOBILE,FOR IT | EA | ZOFC | Not ordered | 10600196 | NO
ITM5 | 10600197 | NO | M | CNSTN0068 | CARTRIDGE,TONER,HP,9701A,CYAN,FOR LJ2500 | EA | ZOFC | Not ordered | 10600197 | NO
ITM7 | 10600200 | X | M | SRSOE0002 | HUB,CISCO,SR224T-UK,SB,SF100-24,23PORTS | EA | ZOFC | Not ordered | NO | NO
AM06 | 10600201 | NO | M | CNSTN0125 | LEAD,STAEDTLER,0.5mm,FOR MECH PENCIL | PAC | ZOFC | Not ordered | 10600201 | NO
AM06 | 10600202 | X | M | CNCON0142 | MARL FILLING MATERIAL | EA | ZOFC | Not ordered | NO | NO
AM06 | 10600203 | X | M | CNSTN0013 | PAPER CLIP,MEDIUM | PAC | ZOFC | Not ordered | NO | NO
AM05 | 10600204 | NO | M | CNSTN0110 | MASKING TAPE,AL MOJIL,3",25m | EA | ZOFC | Not ordered | 10600204 | NO
AM06 | 10600205 | X | M | OSOFC1025 | POST IT NOTE PAD,YELLOW COLOR,MEDIUM | EA | ZOFC | Not ordered | NO | NO
AM07 | 10600206 | X | M | CNMSL0054 | RESPIRATOR,DUST MASK,CN 95,UNIVERSAL CUP | EA | ZOFC | Not ordered | 10600206 | NO
AM06 | 10600208 | NO | M | OSOFC1003 | FLIP CHART PAPER,PLAIN | SET | ZOFC | Not ordered | 10600208 | NO
AM06 | 10600209 | X | M | CNSTN0100 | PAPER PUNCHER,2-HOLE,KANGAROO | EA | ZOFC | Not ordered | NO | NO
ITM7 | 10600210 | NO | M | CMCMM0005 | SWITCH,CATALYST,CISCO,WS-C2960-24TT-L | EA | ZOFC | Not ordered | 10600210 | NO
ITM5 | 10600211 | NO | M | CNSTN0146 | CARTRIDGE,RIBBON,EPSON,FOR LQ300 PRINTER | EA | ZOFC | Not ordered | 10600211 | NO
AM06 | 10600212 | X | M | CNPNT0008 | CARPENTER PENCIL,12 pcs/pkt | EA | ZOFC | Not ordered | NO | NO
AM02 | 10600213 | X | M | CNCON0805 | DIAZIDOX-60,PESTICIDE | EA | ZOFC | Not ordered | NO | NO
AM02 | 10600214 | X | M | CNCON0746 | SPANGE TROVEL DIG | EA | ZOFC | Not ordered | NO | NO
ITM5 | 10600215 | NO | M | CNSTN0145 | CARTRIDGE,TONER,HP,53A,BLACK,P2015 | EA | ZOFC | Not ordered | 10600215 | NO
AM02 | 10600216 | X | M | CNCON0683 | DEACTIVATOR,CHLORINE,AWC-C-208,25L/TIN | EA | ZOFC | Not ordered | NO | NO
ITM5 | 10600218 | NO | M | CNSTN0148 | BROWN TAPE,#307,2",48mmx100m | EA | ZOFC | Not ordered | 10600218 | NO
AM06 | 10600219 | X | M | CNSTN0150 | FOLDER WITH DIVIDER,C502-5A-2D UPC 19075 | EA | ZOFC | Not ordered | NO | NO
ITM5 | 10600220 | NO | M | OSPAS0016 | TONER,FAX,TOSHIBA,TK18,F/MODEL#DP80F | EA | ZOFC | Not ordered | 10600220 | NO
AM06 | 10600221 | X | M | OSOFC1027 | POST IT NOTE PAD 2 X 2,3M | EA | ZOFC | Not ordered | NO | NO
ITM5 | 10600222 | NO | M | CNSTN0028 | TONER,HP,Q2612A,BLACK,FOR LASERJET 1010 | EA | ZOFC | Not ordered | 10600222 | NO
ITM5 | 10600223 | NO | M | CNSTN0076 | CARTRIDGE,TONER,HP,9702A,YELLOW,F/LJ2500 | EA | ZOFC | Not ordered | 10600223 | NO
AM06 | 10600224 | X | M | CNCON0328 | NET,PLASTIC,6' WIDTH,GREEN | M | ZOFC | Not ordered | NO | NO
ITM5 | 10600225 | NO | M | CNSTN0075 | TONER CATRIDGE,SHARP,FOR FAX M/C FO-5900 | EA | ZOFC | Not ordered | 10600225 | NO
AM06 | 10600226 | X | M | CNSTN0077 | LOG BOOK,F/VEHICLE,A8,100 PAGES,BOUNDED | EA | ZOFC | Not ordered | NO | NO
ITM4 | 10600227 | NO | M | CNSTN0078 | RIBBON,TAPE CASSETTE,PT-340,9mm | EA | ZOFC | Not ordered | 10600227 | NO
AM06 | 10600230 | NO | M | SCCON0007 | PIN,BULLETIN,FOR NOTICE BOARD | PAC | ZOFC | Not ordered | 10600230 | NO
AM06 | 10600231 | X | M | CNSTN0038 | STAPLER,EUROZONE,ORDINARY | EA | ZOFC | Not ordered | NO | NO
AM06 | 10600232 | NO | M | CNCON0820 | TAPE,BITUMEN,15M LONG,150MM WIDTH | EA | ZOFC | Not ordered | NO | NO
AM06 | 10600233 | NO | M | CNSTN0031 | POST-IT NOTE,3M,3x3" | PAC | ZOFC | Not ordered | 10600233 | NO
AM06 | 10600235 | NO | M | CNSTN0056 | BINDER,3",3-HOLE,D-RING,WHITE | EA | ZOFC | Not ordered | 10600235 | NO
ITM5 | 10600236 | NO | M | OSOFC0207 | CARTRIDGE,TONER,Q3961A,CYAN | EA | ZOFC | Not ordered | 10600236 | NO
ITM5 | 10600237 | X | M | OSCRT0001 | CARTRIDGE,TONER,HP,Q6002A,YELLOW | EA | ZOFC | Not ordered | NO | NO
ITM5 | 10600238 | NO | M | CNCRT0002 | CARTRIDGE,TONER,KYOCERA,TK-435,BLACK | EA | ZOFC | Not ordered | 10600238 | NO
ITM5 | 10600239 | NO | M | CNCRT0001 | TONER,PANASONIC,KX-FAT410E,BLK,F/PRINTER | EA | ZOFC | Not ordered | 10600239 | NO
AM01 | 10600242 | X | M | CNCON0345 | WATER CONTAINER,IGLOO,10GALLON | EA | ZOFC | Not ordered | NO | NO
AM02 | 10600244 | X | M | CNCON0319 | CLEANING AGENT,RM 81 | EA | ZOFC | Not ordered | NO | NO
ITM2 | 10600245 | NO | M | CNSTN0055 | COMPACT DISK,REWRITABLE (CD-RW) | EA | ZOFC | Not ordered | 10600245 | NO
ITM5 | 10600246 | NO | M | OSOFC0208 | CARTRIDGE,TONER,Q3960A,BLACK | EA | ZOFC | Not ordered | 10600246 | NO
AM06 | 10600248 | NO | M | CNSTN0048 | INDEX DIVIDER,PLASTIC,5 TABS | SET | ZOFC | Not ordered | 10600248 | NO
AM06 | 10600249 | X | M | CNCON0668 | NYLONG THREAD,NYLON LINE DORY | EA | ZOFC | Not ordered | NO | NO
ITM5 | 10600251 | NO | M | CNCON0386 | CARTRIDGE,HP,CD972,CYAN,FOR 6000 | EA | ZOFC | Not ordered | 10600251 | NO
AM06 | 10600252 | X | M | CNSTN0058 | BINDER,2",A4,3-HOLE,WHITE | EA | ZOFC | Not ordered | NO | NO
AM06 | 10600253 | X | M | CNSTN0080 | INDEX DIVIDER,PLASTIC,GRAY,31 TAB,1TO31 | SET | ZOFC | Not ordered | NO | NO
AM06 | 10600254 | NO | M | CNSTN0083 | INDEX DIVIDER,PLASTIC,GRAY,26 TAB,A TO Z | SET | ZOFC | Not ordered | 10600254 | NO
ITM5 | 10600255 | NO | M | OSOFC0670 | TONER,EPSON,C13S050190,BLACK,ACULASER | EA | ZOFC | Not ordered | 10600255 | NO
AM06 | 10600256 | NO | M | CNSTN0011 | PAPER CLIP,SMALL | PAC | ZOFC | Not ordered | 10600256 | NO
AM06 | 10600258 | X | M | CNCON0759 | PARKING LIGHT | SET | ZOFC | Not ordered | NO | NO
AM05 | 10600259 | X | M | CNGEN0001 | PAD LOCK,WITH THREE KEYS | EA | ZOFC | Not ordered | NO | NO
AM07 | 10600260 | NO | M | CNMSL0043 | DUST MASK, 8212, 3M | EA | ZOFC | Not ordered | 10600260 | NO
AM06 | 10600261 | NO | M | CNSTN0042 | COLORED PAPER,A4 | RM | ZOFC | Not ordered | 10600261 | NO
ITM5 | 10600263 | NO | M | OSCRT0002 | CARTRIDGE,TONER,HP,Q6003A,MAGENTA,F/1600 | EA | ZOFC | Not ordered | 10600263 | NO
AM06 | 10600264 | NO | M | OSOFC0023 | PAPER,LETTER SIZE,YELLOW | RM | ZOFC | Not ordered | 10600264 | NO
ITM5 | 10600265 | NO | M | OSOFC0206 | CARTRIDGE,TONER,Q3962A,YELLOW | EA | ZOFC | Not ordered | 10600265 | NO
ITM5 | 10600266 | NO | M | OSOFC0845 | CARTRIDGE,EPSON,C13T10524,CYAN,F/TX300F | EA | ZOFC | Not ordered | 10600266 | NO
AM06 | 10600267 | NO | M | CNSTN0025 | STICKER PAPER,A4,1x100 | RM | ZOFC | Not ordered | 10600267 | NO
ITM6 | 10600268 | NO | M | EMEEQ0009 | SOFTWARE,MS SQL SERVER 2008 STD EDITION | EA | ZOFC | Not ordered | 10600268 | NO
ITM1 | 10600271 | X | M | EICAW1039 | PATCH CORD,CAT6,SYSTIMAX,CPC3312-03F003 | EA | ZOFC | Not ordered | NO | NO
AM06 | 10600273 | NO | M | CNSTN0073 | BOARD DUSTER / CLEANER | EA | ZOFC | Not ordered | 10600273 | NO
AM06 | 10600274 | X | M | OSOFC1013 | SHEET PROTECTOR,A4,100 PCS/BOX | EA | ZOFC | Not ordered | NO | NO
AM06 | 10600275 | NO | M | OSOFC1014 | BINDER,A4,1/2",3-HOLE,WHITE | EA | ZOFC | Not ordered | 10600275 | NO
ITM4 | 10600276 | NO | M | EICAW0873 | PAPER ROLL,F/2" BUILD IN THERMAL PRINTER | ROL | ZOFC | Not ordered | 10600276 | 10600276
ITM4 | 10600277 | X | M | OSOFC1033 | DEVELOPER,F/KONICA MINOLTA BIZHUB 250 | EA | ZOFC | Not ordered | NO | NO
ITM5 | 10600278 | NO | M | CNSTN0136 | TONER,EPSON,C13S051188,BLACK,FOR M8000 | EA | ZOFC | Not ordered | 10600278 | NO
ITM2 | 10600279 | NO | M | EMRTU0466 | LAPTOP,HP,DV6-1390 | EA | ZOFC | Not ordered | 10600279 | 10600279
ITM5 | 10600280 | NO | M | OSOFC0673 | TONER,EPSON,C13S050193,CYAN,ACULASER | EA | ZOFC | Not ordered | 10600280 | NO
ITM4 | 10600281 | X | M | OSOFC1009 | DEVELOPER,FOR KONICA MINOLTA 501 COPIER | EA | ZOFC | Not ordered | NO | NO
ITM4 | 10600282 | X | M | OSOFC1007 | PC DRUM,FOR KONICA MINOLTA BIZHUB501COPY | EA | ZOFC | Not ordered | NO | NO
AM06 | 10600283 | X | M | CNSTN0143 | FILE FOLDER,ATLAS,SIZE:A4 | EA | ZOFC | Not ordered | NO | NO
AM06 | 10600287 | NO | M | OSOFC0240 | ENVELOPE,WHITE,17.8x25.4cm,WITH JAL LOGO | EA | ZOFC | Not ordered | 10600287 | NO
ITM5 | 10600289 | X | M | OSCRT0035 | CARTRIDGE,TONER,HP,CE310A–CYAN,F/CP1025 | EA | ZOFC | Not ordered | NO | NO
AM06 | 10600290 | NO | M | OSOFC0261 | SIGN PEN,ROCO,0.5,BLUE | EA | ZOFC | Not ordered | NO | NO
ITM5 | 10600291 | NO | M | OSCRT0004 | CARTRIDGE,TONER,HP,Q6000A,BLACK,FOR 1600 | EA | ZOFC | Not ordered | 10600291 | NO
AM05 | 10600294 | NO | M | NICON0126 | CERAMIC CUP,NOS. 7 | EA | ZOFC | Not ordered | 10600294 | NO
AM05 | 10600295 | NO | M | NICON0179 | CERAMIC CUP,NOS. 8 | EA | ZOFC | Not ordered | 10600295 | NO
AM06 | 10600297 | X | M | OSOFC0270 | INDEX DIVIDER,12 TAB | EA | ZOFC | Not ordered | NO | NO
AM06 | 10600298 | NO | M | OSOFC0330 | PUSH PIN,FOR CORK BOARD | EA | ZOFC | Not ordered | 10600298 | NO
ITM5 | 10600300 | X | M | OSCRT0014 | CARTRIDGE,INK,HP,134,TRICOLOUR,F/ HP6543 | EA | ZOFC | Not ordered | NO | NO
ITM5 | 10600301 | NO | M | OSCRT0015 | CARTRIDGE,INK,HP,130,BLACK,FOR HP6543 | EA | ZOFC | Not ordered | 10600301 | NO
AM06 | 10600302 | NO | M | OSOFC0054 | CONQUEROR ENVELOPE,AIRMAIL,4 COLOR | EA | ZOFC | Not ordered | 10600302 | NO
AM06 | 10600304 | NO | M | OSOFC0001 | ENVELOPE,30x40cm,BROWN,4 COLOR PRINTING | EA | ZOFC | Not ordered | 10600304 | NO
AM06 | 10600305 | X | M | OSOFC0135 | COMPANY PROFILE,GLOSSY LAMINATION | EA | ZOFC | Not ordered | NO | NO
AM06 | 10600306 | NO | M | OFOFC0006 | FOLDERS LABEL | EA | ZOFC | Not ordered | 10600306 | NO
AM06 | 10600307 | X | M | OSOFC0273 | SIGN PEN,ROCO,0.5,BLACK | EA | ZOFC | Not ordered | NO | NO
ITM5 | 10600308 | NO | M | OSOFC0205 | CARTRIDGE,TONER,Q3963A,MAGENTA | EA | ZOFC | Not ordered | 10600308 | NO
AM06 | 10600311 | NO | M | OSOFC0346 | PENCIL,FABER CASTELL,WITH ERASER HEAD | EA | ZOFC | Not ordered | 10600311 | NO
ITM5 | 10600312 | X | M | OSCRT0037 | CARTRIDGE,TONER,HP,CE310A–YELOW,F/CP1025 | EA | ZOFC | Not ordered | NO | NO
AM06 | 10600314 | NO | M | OSOFC0226 | ENVELOPE,MANILA,36.5x45cm | EA | ZOFC | Not ordered | 10600314 | NO
AM06 | 10600317 | NO | M | OSOFC0355 | FOLDER,A4,GLOSSY PAPER,W/LAMINATION,6MM | EA | ZOFC | Not ordered | 10600317 | NO
AM06 | 10600318 | NO | M | OSOFC0366 | BOX FILE,3" CAPACITY,2 HOLE,BLACK,ROCO | EA | ZOFC | Not ordered | 10600318 | NO
AM05 | 10600319 | NO | M | OSOFC0367 | PAINT MARKER,SNOWMAN,WHITE | EA | ZOFC | Not ordered | NO | NO
AM06 | 10600320 | NO | M | OSOFC0249 | ENVELOPE,WHITE,36.5x45cm | EA | ZOFC | Not ordered | 10600320 | NO
AM06 | 10600321 | NO | M | OSOFC0259 | SIGN PEN,ROCO,0.5,RED | EA | ZOFC | Not ordered | 10600321 | NO
AM06 | 10600322 | NO | M | OSOFC0055 | ENVELOPE,WHITE,30x40cm,4 COLOR PRINTING | EA | ZOFC | Not ordered | 10600322 | NO
AM06 | 10600323 | NO | M | OSOFC0232 | BALLPEN,ORDINARY,RED | EA | ZOFC | Not ordered | 10600323 | NO
AM06 | 10600324 | NO | M | OSOFC0103 | POST IT NOTE SIZE: 5" X 3" | EA | ZOFC | Not ordered | 10600324 | NO
ITM6 | 10600325 | NO | M | OEOFE0012 | SOFTWARE,MICROSOFT OFFICE 2010 | EA | ZOFC | Not ordered | 10600325 | NO
ITM4 | 10600328 | NO | M | OSOFC0652 | FUSER KIT,EPSON,C13S053025,CARTRIDGE | EA | ZOFC | Not ordered | 10600328 | NO
ITM4 | 10600335 | NO | M | OFCON0056 | FUSER UNIT,EPSON,FOR CXX11NF/C1100 | EA | ZOFC | Not ordered | 10600335 | NO
ITM5 | 10600340 | NO | M | OSOFC0672 | TONER,EPSON,C13S050192,MAGENTA,ACULASER | EA | ZOFC | Not ordered | 10600340 | NO
ITM5 | 10600341 | NO | M | OSCRT0019 | CARTRIDGE,TONER,HP,85A,F/LASERJET P1102 | EA | ZOFC | Not ordered | 10600341 | 10600341
ITM5 | 10600342 | X | M | OSCRT0034 | CARTRIDGE,TONER,HP,CE310A–MAGENTA,CP1025 | EA | ZOFC | Not ordered | NO | NO
ITM5 | 10600343 | X | M | OSOFC0651 | CARTRIDGE,EPSON,C3800,CYAN,C13S050212CA | EA | ZOFC | Not ordered | NO | NO
ITM5 | 10600344 | X | M | OSCRT0003 | CARTRIDGE,TONER,HP,Q6001A,CYAN | EA | ZOFC | Not ordered | NO | NO
AM06 | 10600346 | NO | M | OSOFC0007 | ENVELOPE,BROWN,17.8CM X 25.4 CM,PLAIN | EA | ZOFC | Not ordered | NO | NO
AM05 | 10600347 | NO | M | OSOFC0304 | TRANSPARENT TAPE,1" | ROL | ZOFC | Not ordered | 10600347 | NO
ITM4 | 10600348 | NO | M | OSOFC0276 | PLOTTER INK,PHOENIX CONTACT,CMS-INK-WSC5 | EA | ZOFC | Not ordered | 10600348 | NO
ITM5 | 10600350 | X | M | OSCRT0036 | CARTRIDGE,TONER,HP,CE310A–BLACK,F/CP1025 | EA | ZOFC | Not ordered | NO | NO
AM06 | 10600351 | X | M | OSOFC0139 | PAY SLIP,CONFIDENTIAL,6"x9.5",3 PART | SET | ZOFC | Not ordered | NO | NO
AM06 | 10600352 | NO | M | OSOFC0018 | REMOVABLE CLIP,FOR ID HOLDER | EA | ZOFC | Not ordered | 10600352 | NO
AM06 | 10600353 | NO | M | CNCON0724 | POLYETHYLENE SHEET,250 MICRONS | ROL | ZOFC | Not ordered | NO | NO
AM06 | 10600355 | X | M | OSOFC0576 | FOLDER,PLASTIC FILE,A4,12 PCS./PKT | EA | ZOFC | Not ordered | NO | NO
AM05 | 10600357 | X | M | EICON1905 | PAD LOCK,STANDARD SIZE | EA | ZOFC | Not ordered | NO | NO
ITM1 | 10600358 | NO | M | EICAW0826 | SOCKET,TELEPHONE,3 WAY,FEMALE | EA | ZOFC | Not ordered | 10600358 | NO
AM06 | 10600359 | X | M | EICON2395 | TARPAULINE,BLUE,10" X 10" | EA | ZOFC | Not ordered | NO | NO
AM06 | 10600360 | NO | M | OSOFC0910 | STAMP PAD | EA | ZOFC | Not ordered | 10600360 | NO
AM06 | 10600361 | NO | M | EICAW0872 | PAPER ROLL,F/2" THERMAL PRINTER | ROL | ZOFC | Not ordered | 10600361 | 10600361
AM06 | 10600364 | X | M | CNTPS0015 | TAPE,CERAMIC FIBREGLASS,CFG 3MMX2"X30MTR | EA | ZOFC | Not ordered | NO | NO
AM06 | 10600365 | X | M | CNSTN0153 | CD STICKER (25) | EA | ZOFC | Not ordered | NO | NO
ITM1 | 10600366 | NO | M | EMPNA0001 | MODULE,DSS PLUS,D-LINK,DUAL SPEED 8-PORT | EA | ZOFC | Not ordered | 10600366 | NO
AM06 | 10600367 | X | M | EICON0194 | ELECTRICAL TAPE,3M,BLACK | EA | ZOFC | Not ordered | NO | NO
ITM6 | 10600368 | NO | M | EMEEQ0010 | SQL SERVER,2008R2,SNGL,OLP-NL,1UsrCAL | EA | ZOFC | Not ordered | 10600368 | NO
ITM7 | 10600370 | NO | M | EMMCM0022 | SWITCH,ETHERNET,BB-ELEC,EIP308,8PORTS | EA | ZOFC | Not ordered | 10600370 | NO
ITM1 | 10600371 | NO | M | EMLSY0007 | TEST SET,APPLIED SYSTEMS,ASE2000-PCM-M | EA | ZOFC | Not ordered | 10600371 | NO
AM06 | 10600374 | X | M | OSOFC0610 | PERMANENT MARKER,BLUE,ROCO | EA | ZOFC | Not ordered | NO | NO
ITM5 | 10600375 | X | M | OSOFC0648 | CARTRIDGE,EPSON,C13S050213CA,BLACK | EA | ZOFC | Not ordered | NO | NO
ITM7 | 10600380 | NO | M | CBCAW0756 | Communication cable, 4 pairs X 23AWG, C | M | ZOFC | Not ordered | 10600380 | NO
AM06 | 10600383 | NO | M | CNSTN0071 | CD Holder / CD Cover | EA | ZOFC | Not ordered | 10600383 | NO
AM06 | 10600385 | NO | M | EICON2598 | Letatwin Ribbon for Ferrul Machine | EA | ZOFC | Not ordered | 10600385 | NO
ITM2 | 10600387 | NO | M | EMPNA0020 | Stealth Model NO. FR-1001-17 Rack Mount | EA | ZOFC | Not ordered | 10600387 | NO
ITM7 | 10600388 | NO | M | ITPRN0013 | Epson net 10/100 Internal Printer Server | EA | ZOFC | Not ordered | 10600388 | NO
AM06 | 10600392 | NO | M | NIBKU0035 | TABLE DRAWER LOCKS | EA | ZOFC | Not ordered | 10600392 | NO
AM06 | 10600393 | NO | M | OFCON0052 | Multi Purpose Labels - Size: 70x35mm, 24 | PAC | ZOFC | Not ordered | 10600393 | NO
AM06 | 10600398 | NO | M | OSOFC0009 | Paper Puncher 2 Hole, Heavy Duty | EA | ZOFC | Not ordered | 10600398 | NO
AM06 | 10600401 | NO | M | OSOFC0235 | PEN HOLDER | EA | ZOFC | Not ordered | 10600401 | NO
AM06 | 10600403 | NO | M | OSOFC0471 | Clipboard for Writing Pad (Legal Size) | EA | ZOFC | Not ordered | 10600403 | NO
AM06 | 10600404 | NO | M | OSOFC0629 | Year 2010 Diary - Daily Reminder, 132 Pa | EA | ZOFC | Not ordered | 10600404 | NO
AM06 | 10600405 | NO | M | OSOFC0714 | Optical Mouse | EA | ZOFC | Not ordered | 10600405 | NO
AM06 | 10600407 | NO | M | OSOFC0993 | Transparent Plastic Pouch for Lamination | RM | ZOFC | Not ordered | 10600407 | NO
AM06 | 10600408 | NO | M | OSOFC0996 | RAM for Laptop (DDR III) | EA | ZOFC | Not ordered | 10600408 | NO
AM06 | 10600409 | NO | M | OSOFC0997 | RAM for Desktop (DDR II) | EA | ZOFC | Not ordered | 10600409 | NO
AM06 | 10600411 | NO | M | OSOFC1023 | Doubl Clip (FoldBack) 1-1/2" | PAC | ZOFC | Not ordered | 10600411 | NO
AM06 | 10600412 | NO | M | PPPRT0001 | Diary for the year 2012, Color-Blue, Siz | EA | ZOFC | Not ordered | 10600412 | NO
AM07 | 10600413 | NO | M | SCSAF0254 | Safety Google, Clear | EA | ZOFC | Not ordered | 10600413 | NO
AM07 | 10600414 | NO | M | SCSAF0282 | Fire Retardand Helment (Fiber Helment) | EA | ZOFC | Not ordered | 10600414 | NO
AM06 | 10600415 | NO | M | TLCON0068 | Laptop Bag Bag | EA | ZOFC | Not ordered | 10600415 | NO
ITM7 | 10600416 | NO | M | CBCAW0776 | DATA CABLE 6 PAIR X 24 AWG BELDEN TYPE 9 | RL | ZOFC | Not ordered | NO | NO
EM07 | 10600417 | NO | M | CBCAW0778 | CABLE, 50 SQMM, (FLEXIBLE-WELDING) | ROL | ZOFC | Not ordered | 10600417 | NO
AM07 | 10600420 | NO | M | OSUCL0033 | FRC Pant, ((Orange Color), Size: XXL | EA | ZOFC | Not ordered | 10600420 | 10600420
AM07 | 10600421 | NO | M | OSUCL0035 | FRC Pant, (Orange Color), Size: XL | EA | ZOFC | Not ordered | 10600421 | 10600421
AM07 | 10600422 | NO | M | OSUCL0037 | FRC Pant, (Ornage Color), Size: L | EA | ZOFC | Not ordered | 10600422 | 10600422
AM07 | 10600423 | NO | M | OSUCL0036 | FRC Shirt, (Orange Color), Size: L | EA | ZOFC | Not ordered | 10600423 | 10600423
AM07 | 10600424 | NO | M | OSUCL0032 | FRC Shirt, (Orange Color), Size: XXL | EA | ZOFC | Not ordered | 10600424 | 10600424
AM07 | 10600425 | NO | M | OSUCL0034 | FRC Shirt, Orange Color), Size: XL | EA | ZOFC | Not ordered | 10600425 | 10600425
AM06 | 10600432 | NO | M | OSOFC1004 | PEN,PLASTIC,SILVER&BLUE COLOR WITH ONE | EA | ZOFC | Not ordered | 10600432 | 10600432
AM05 | 10600450 | NO | M | ANANZ0123 | AralditeStandardEpoxyAdhesive | EA | ZOFC | Not ordered | 10600450 | 10600450
AM02 | 10600454 | NO | M | OSOFC0790 | DustBin-PlasticBag | EA | ZOFC | Not ordered | 10600454 | 10600454
AM05 | 10600457 | NO | M | OSCON0001 | PAPER BAG WITH JAL NAME & LOGO | EA | ZOFC | Not ordered | 10600457 | 10600457
AM05 | 10600458 | NO | M | OSOFC0022 | PEN - W/JAL NAME & LOGO, SPECIAL | EA | ZOFC | Not ordered | 10600458 | 10600458
AM06 | 10600460 | X | M | CNSTN0147 | PaperCopyingA4SizePremium | EA | ZOFC | Not ordered | NO | NO
AM05 | 10600461 | X | M | CNSTN0147 | WhiteBoardMagnetic90x120CM | EA | ZOFC | Not ordered | NO | NO
AM05 | 10600462 | X | M | CNSTN0147 | FileBoxPRSBRDF47.5CMBlack | EA | ZOFC | Not ordered | NO | NO
AM05 | 10600463 | X | M | CNSTN0147 | ClipsKitSet3IN1Assorted | PAC | ZOFC | Not ordered | NO | NO
AM06 | 10600464 | X | M | CNSTN0147 | HighlighterYellow | EA | ZOFC | Not ordered | NO | NO
AM06 | 10600465 | X | M | CNSTN0147 | PenBallPointBlue | EA | ZOFC | Not ordered | NO | NO
AM06 | 10600466 | NO | M | CNSTN0147 | CorrectionPenFluid4ML | EA | ZOFC | Not ordered | NO | NO
AM06 | 10600467 | X | M | CNSTN0147 | Hilighter4/SetGreen/Yellow/Pink | SET | ZOFC | Not ordered | NO | NO
AM06 | 10600468 | X | M | CNSTN0147 | MagnetSignalASST2CM | EA | ZOFC | Not ordered | NO | NO
AM06 | 10600469 | X | M | CNSTN0147 | MarkerBoardRoundTIP4/Set | EA | ZOFC | Not ordered | NO | NO
AM06 | 10600473 | X | M | CNSTN0147 | BookRecordBlueA4Sheets | EA | ZOFC | Not ordered | NO | NO
AM05 | 10600475 | NO | M | OSOFC0702 | PLASTIC GARBAGE DRUM 50 GL, INBLT COVER | EA | ZOFC | Not ordered | 10600475 | 10600475
AM06 | 10600477 | NO | M | OSOFC1010 | Brochure (4+4) – Cover-170 gsm glossy, 5 | EA | ZOFC | Not ordered | 10600477 | 10600477
AM07 | 10600479 | NO | M | OSUCL0055 | ShirtFRCModel:CAT2 | SET | ZOFC | Not ordered | 10600479 | 10600479
AM05 | 10600485 | NO | M | OFCON0025 | CARTRIDGE FILTER, 5 MICRON, 20" | EA | ZOFC | Not ordered | 10600485 | 10600485
MM24 | 10600502 | NO | M | CNCON0709 | SS Tap 1/2" | EA | ZOFC | Not ordered | NO | NO
AM05 | 10600503 | NO | M | CNCON0873 | ASH TRAY STAND | EA | ZOFC | Not ordered | NO | NO
ITM2 | 10600551 | X | M | NO | DVD,REWRITABLE | BOX | ZOFC | Not ordered | NO | NO
AM03 | 10600566 | NO | M | NO | CUBBOARD,METAL,FOR A2 SIZE DRG | EA | ZOFC | Not ordered | NO | NO
AM03 | 10600567 | NO | M | NO | PLASTIC TABLE,L1.25M,L60CM | EA | ZOFC | Not ordered | NO | NO
ITM2 | 10600570 | NO | M | NO | LAPTOP,TOSHIBA-TECRA, A50-C-Z02,15.6" | EA | ZOFC | Not ordered | NO | NO
AM05 | 10600581 | X | M | NO | BUBBLE WRAPPING POLYTHENE | RL | ZOFC | Not ordered | NO | NO
ITM5 | 10600582 | X | M | NO | CC TV CAMERA, W/FITTINGS & INSTALLATION | EA | ZOFC | Not ordered | NO | NO
AM06 | 10600590 | X | M | NO | BINDER 3", 2 HOLES WHITE COLOUR | EA | ZOFC | Not ordered | NO | NO
AM03 | 10600603 | X | M | NO | STEEL COT - DOUBLE DECK | EA | ZOFC | Not ordered | NO | NO
AM03 | 10600604 | NO | M | NO | STEEL COT - SINGLE | EA | ZOFC | Not ordered | NO | NO
AM06 | 10600605 | NO | M | NO | DIARY ORGANIZER WITH MAGNETIC LOCK &CLIP | EA | ZOFC | Not ordered | 10600605 | NO
AM06 | 10600615 | X | M | OSOFC0647 | CUTTER BLADE, SMALL (10EA/PKT) | PAC | ZOFC | Not ordered | NO | NO
AM06 | 10600616 | NO | M | CNSTN0085 | PLASTIC COVER (TRANSPARENT) A4 SIZE | EA | ZOFC | Not ordered | NO | NO
AM06 | 10600617 | X | M | OSOFC0065 | SIGN PEN 0.5, BLACK, MAKE: UNIBALL | EA | ZOFC | Not ordered | NO | NO
AM06 | 10600618 | NO | M | CNSTN0004 | BINDER A4 SIZE, 2 HOLE, WHITE | EA | ZOFC | Not ordered | 10600618 | NO
AM07 | 10600641 | X | M | NO | DUST MASK - 3M, 8510 | EA | ZOFC | Not ordered | 10600641 | NO
MM06 | 10600645 | NO | M | NO | FILTER, PP SEDIMENT, 5 MICRON, FOR WATER | EA | ZOFC | Not ordered | NO | NO
AM03 | 10600648 | NO | M | NO | WOODEN CABINET 2 x 2 FEET | EA | ZOFC | Not ordered | NO | NO
AM05 | 10600650 | NO | M | NO | STEEL CABINET, DOUBLE DOOR | EA | ZOFC | Not ordered | NO | NO
AM07 | 10600652 | NO | M | NO | FIRST AID KIT BOX, METAL W/ GLASS COVER | EA | ZOFC | Not ordered | NO | NO
AM05 | 10600654 | X | M | NO | PAPER CUP FOR COFFEE | BOX | ZOFC | Not ordered | NO | NO
AM05 | 10600655 | X | M | NO | PADLOCK, BRASS, 2", BRAND:YALE | EA | ZOFC | Not ordered | NO | NO
AM05 | 10600656 | X | M | NO | PADLOCK, BRASS, 1" W/ LONG SHACKLE | EA | ZOFC | Not ordered | NO | NO
AM05 | 10600662 | NO | M | NO | TRASH BASKET,STAINLESS STEEL, ROUND | EA | ZOFC | Not ordered | NO | NO
AM05 | 10600671 | X | M | NO | PAPER TRAY / DOCUMENT TRAY - 2 LAYER | EA | ZOFC | Not ordered | NO | NO
AM05 | 10600672 | X | M | NO | STAPLER PINS, 23/13, ROCO | PAC | ZOFC | Not ordered | NO | NO
AM05 | 10600674 | NO | M | NO | CARPET FOR ROOM | M | ZOFC | Not ordered | NO | NO
ITM4 | 10600679 | NO | M | NO | TONER, CE0505A - BLACK, HP P2055 | EA | ZOFC | Not ordered | NO | NO
AM05 | 10600681 | NO | M | NO | SOAP DISPENSER,HORIZONTAL,WALL MOUNTED | EA | ZOFC | Not ordered | NO | NO
AM05 | 10600682 | NO | M | NO | PAPER TOWEL DISPENSER | EA | ZOFC | Not ordered | NO | NO
AM05 | 10600683 | NO | M | NO | TOWEL RING ( 1 SET = 5 PCS ) | SET | ZOFC | Not ordered | NO | NO
AM05 | 10600684 | NO | M | NO | SINGLE ROBE HOOK | EA | ZOFC | Not ordered | NO | NO
AM05 | 10600685 | NO | M | NO | TOWEL RAIL AISI 304 | EA | ZOFC | Not ordered | NO | NO
AM05 | 10600686 | NO | M | NO | TOILET PAPER HOLDER | EA | ZOFC | Not ordered | NO | NO
AM05 | 10600687 | NO | M | NO | WASTE RECEPTACLE | EA | ZOFC | Not ordered | NO | NO
AM05 | 10600688 | NO | M | NO | EUROPLUS SINGLE LEVER BASIN MIXER | EA | ZOFC | Not ordered | NO | NO
AM05 | 10600689 | NO | M | NO | LETTER STICKER,BLACK,30MM | SET | ZOFC | Not ordered | NO | NO
AM05 | 10600693 | X | M | NO | PLASTIC BIN SIZE 6,L381xW419xH178xD298mm | EA | ZOFC | Not ordered | NO | NO
AM05 | 10600695 | X | M | NO | PLASTIC BIN SIZE 2,L165xW102xH76xD152mm | EA | ZOFC | Not ordered | NO | NO
AM07 | 10600696 | NO | M | NO | GOGGLE ACETATE LENS, 2890A, 3M | EA | ZOFC | Not ordered | NO | NO
AM05 | 10600700 | NO | M | NO | SURGICAL SCISSOR | EA | ZOFC | Not ordered | NO | NO
AM05 | 10600714 | NO | M | NO | MARAFIQ COUPON BOOKLET,15 QMT,SMALL TANK | EA | ZOFC | Not ordered | NO | NO
AM05 | 10600723 | NO | M | NO | PHOTO FRAME, ALUMINUM, 85 X 120 CM | EA | ZOFC | Not ordered | NO | NO
AM06 | 10600728 | NO | M | NO | CARPENTER PENCIL | EA | ZOFC | Not ordered | NO | NO
AM05 | 10600734 | NO | M | NO | GARBAGE CONTAINERS,STEEL TYPE | EA | ZOFC | Not ordered | NO | NO
AM05 | 10600736 | NO | M | NO | CARTRIDGE FILTER, 5 MICRON, 10" | EA | ZOFC | Not ordered | NO | NO
AM05 | 10600737 | NO | M | NO | DRINKING WATER | M3 | ZOFC | Not ordered | NO | NO
AM06 | 10600738 | NO | M | NO | COMPUTER KEYBOARD | EA | ZOFC | Not ordered | NO | NO
AM07 | 10600740 | NO | M | NO | FIRE EXTINGUISHER, 6 KGS, ABC POWDER | EA | ZOFC | Not ordered | NO | NO
AM06 | 10600741 | NO | M | NO | PEN W/JHR NAME & LOGO (PROMOTIONAL PEN) | EA | ZOFC | Not ordered | NO | NO
AM07 | 10600742 | NO | M | NO | EMERGENCY EXIT/ESCAPE SIGN | EA | ZOFC | Not ordered | NO | NO
AM07 | 10600743 | NO | M | NO | SMOKE DETECTOR,AC POWER, 9V,OPTICAL TYPE | EA | ZOFC | Not ordered | NO | NO
ITM7 | 10600760 | NO | M | NO | OFFICE CONNECT 56K LAN MODEM, 3C888A-US | EA | ZOFC | Not ordered | NO | NO
AM07 | 10600762 | NO | M | NO | STAND, FIRE EXTINGUISHER | EA | ZOFC | Not ordered | NO | NO
ITM4 | 10600764 | NO | M | NO | CARTRIDGE, TONER, HP, 951XL, CYAN | EA | ZOFC | Not ordered | NO | NO
ITM4 | 10600765 | NO | M | NO | CARTRIDGE, TONER, HP, 951XL, YELLOW | EA | ZOFC | Not ordered | NO | NO
ITM4 | 10600767 | NO | M | NO | CARTRIDGE, TONER, HP, 951XL, MAGENTA | EA | ZOFC | Not ordered | NO | NO
AM05 | 10600784 | NO | M | NO | TRANS. PLASTIC POUCH,A4 W/SELF ADHESIVE | EA | ZOFC | Not ordered | NO | NO
AM06 | 10600792 | NO | M | NO | DIARY NOTE BOOK | EA | ZOFC | Not ordered | NO | NO
AM06 | 10600793 | NO | M | NO | RECEPTION PEN (PEN W/ROPE & HOLDER) | EA | ZOFC | Not ordered | NO | NO
AM05 | 10600795 | NO | M | NO | ID CARD STRING | EA | ZOFC | Not ordered | NO | NO
AM05 | 10600796 | NO | M | NO | TABLE PENCIL SHARPNER | EA | ZOFC | Not ordered | NO | NO
AM06 | 10600800 | NO | M | NO | LAMINATION MACHINE | EA | ZOFC | Not ordered | NO | NO
AM06 | 10600806 | NO | M | NO | INDEXED FILE | EA | ZOFC | Not ordered | NO | NO
AM06 | 10600807 | NO | M | NO | 3 COIN ENVELOPE, 21.12”x41.14” (300x250) | EA | ZOFC | Not ordered | NO | NO
AM07 | 10600810 | NO | M | NO | ELECTRICAL GLOVES,MAX 7500 VAC,LENGTH 14 | PAA | ZOFC | Not ordered | NO | NO
AM07 | 10600811 | NO | M | NO | SAFETY VEST,HIGH VISIBLITY,ORANGE,EN471 | EA | ZOFC | Not ordered | NO | NO
AM07 | 10600812 | NO | M | NO | GLOVES,HAND ,KINTWIRIST NYLONE | PAA | ZOFC | Not ordered | NO | NO
AM07 | 10600813 | NO | M | NO | GLOVES,COTTON, DOTTED, GENERAL PURPOSE | PAA | ZOFC | Not ordered | NO | NO
AM07 | 10600814 | NO | M | NO | GLOVES ANSELL,NEOPRENE,DIPPED COATING,GR | PAA | ZOFC | Not ordered | NO | NO
AM07 | 10600815 | NO | M | NO | GLOVES NEOPRENE,BLACK,MOD,NEOTOP 29-500 | PAA | ZOFC | Not ordered | NO | NO
AM07 | 10600817 | NO | M | NO | GLOVES,101 N,LEATHER | PAA | ZOFC | Not ordered | NO | NO
AM07 | 10600819 | NO | M | NO | GLOVES, ANSELL,HYFLEX 618,LIGHT WEIGHT | PAA | ZOFC | Not ordered | NO | NO
AM07 | 10600820 | NO | M | NO | GLOVES ANSELL,WORKGUARD,HEAVY DUTY,SPECI | PAA | ZOFC | Not ordered | NO | NO
AM07 | 10600821 | NO | M | NO | GLOVES ANSELL, HYFLES,ULTRA LIGHT WEIGHT | PAA | ZOFC | Not ordered | NO | NO
AM07 | 10600822 | NO | M | NO | GLOVES ANSELL,ULTRA LIGHT WEIGHT,OIL REP | PAA | ZOFC | Not ordered | NO | NO
AM07 | 10600824 | NO | M | NO | RESPIRATOR MASK, 3M, 8514, | EA | ZOFC | Not ordered | NO | NO
AM07 | 10600826 | NO | M | NO | FIRE EXTINGUISHER - 25 KG, W/TROLLEY | EA | ZOFC | Not ordered | NO | NO
AM06 | 10600832 | NO | M | NO | CARTRIDGE,BLACK,CF380A,MFP M476 | EA | ZOFC | Not ordered | NO | NO
AM02 | 10600834 | NO | M | NO | PLASTIC TRASH BINS, 240 LTR CAP | EA | ZOFC | Not ordered | NO | NO
ITM1 | 10600839 | NO | M | NO | PROJECTOR,ELITE SCREENS,B2,120"DIAG,3D | EA | ZOFC | Not ordered | NO | NO
ITM1 | 10600840 | NO | M | NO | SPEAKER SYSTEM,6.5"IN-WALL,PYLE PDIC60 | EA | ZOFC | Not ordered | NO | NO
ITM7 | 10600848 | NO | M | NO | SYSTIMAX CAT6 PATCH CORD, LENGTH 3 FEET | EA | ZOFC | Not ordered | NO | NO
ITM7 | 10600849 | NO | M | NO | SYSTIMAX CAT6 PATCH CORD, LENGTH 10 FEET | EA | ZOFC | Not ordered | NO | NO
AM07 | 10600850 | NO | M | NO | ESCAPE MASK, MSA, MOD: MINISCAPE | EA | ZOFC | Not ordered | NO | NO
AM06 | 10600851 | NO | M | NO | WASTE TONER CONTAINER FOR XEROX C8055 | EA | ZOFC | Not ordered | NO | NO
AM05 | 10600852 | NO | M | NO | LOCKOUT PADLOCK, KD, BLACK, 1-7/8"H | EA | ZOFC | Not ordered | NO | NO
AM06 | 10600853 | NO | M | NO | TONER CARTRIDGE, TN711Y, FOR INEO+654E | EA | ZOFC | Not ordered | 10600853 | 10600853
AM06 | 10600854 | NO | M | NO | TONER CARTRIDGE, TN711M, FOR INEO+654E | EA | ZOFC | Not ordered | 10600854 | 10600854
AM06 | 10600855 | NO | M | NO | TONER CARTRIDGE, TN711C, FOR INEO+654E | EA | ZOFC | Not ordered | 10600855 | 10600855
AM06 | 10600856 | NO | M | NO | TONER CARTRIDGE, TN711K, FOR INEO+654E | EA | ZOFC | Not ordered | 10600856 | 10600856
AM01 | 10700000 | X | M | CNCON0742 | NYLON POUCHES,FOR PACKING | PAC | VERP | Not ordered | NO | NO
AM01 | 10700004 | X | M | PKACC0015 | WOOD,1"x5",L195",FOR PACKING OF PANEL | EA | VERP | Not ordered | NO | NO
EM23 | 10900000 | NO | M | 9001 | 1 UNIT TEST PLUG,RK 926-006-AB | SET | UNBW | Not ordered | 10900000 | NO
EM23 | 10900003 | NO | M | 9004 | ABB CRIMPER | SET | UNBW | Not ordered | 10900003 | NO
EM23 | 10900004 | NO | M | 9005 | ABB OPTOCABLE COMMUNICATION CABLE RS232- | SET | UNBW | Not ordered | 10900004 | NO
EM23 | 10900005 | NO | M | 9006 | ABB TEST PLUG | SET | UNBW | Not ordered | 10900005 | NO
EM23 | 10900006 | NO | M | 9007 | ABB TEST PLUG SAPERIT SOURCE | SET | UNBW | Not ordered | 10900006 | NO
EM23 | 10900008 | NO | M | 9009 | AC HI POT TESTER VERY LOW FREQUESCY | SET | UNBW | Not ordered | 10900008 | 10900008
EM23 | 10900010 | X | M | 9011 | AMPLIFIER SOUND SYSTEM | SET | UNBW | Not ordered | NO | NO
EM23 | 10900011 | NO | M | 9012 | AREVA TESTING PLUG SAPERIT SOURCE | SET | UNBW | Not ordered | 10900011 | NO
EM23 | 10900012 | NO | M | 9013 | ASE 2000 TEST KIT | SET | UNBW | Not ordered | 10900012 | NO
EM23 | 10900013 | NO | M | 9014 | ASE 2000 TEST KIT -6PCS | SET | UNBW | Not ordered | 10900013 | NO
EM23 | 10900014 | NO | M | 9015 | ASE 2000 TEST KIT-8PCS | SET | UNBW | Not ordered | 10900014 | NO
EM23 | 10900015 | NO | M | 9016 | ASE 2000 TEST KIT-9PCS | SET | UNBW | Not ordered | 10900015 | NO
EM23 | 10900016 | NO | M | 9017 | ASE 2000 TEST KIT-9PCS (EMLSY0024) | SET | UNBW | Not ordered | 10900016 | NO
EM23 | 10900018 | NO | M | 9019 | AUTOMATED INSULATION TEST SET | SET | UNBW | Not ordered | 10900018 | NO
EM23 | 10900019 | NO | M | 9020 | AUTOMATIC CURRENT VOLTAGE TRANSFORMER(AC | SET | UNBW | Not ordered | 10900019 | NO
EM23 | 10900022 | X | M | 9023 | BACK TOOL SOCKETS | SET | UNBW | Not ordered | NO | NO
EM23 | 10900023 | NO | M | 9024 | BATTERY IMPEDANCE TESTER | SET | UNBW | Not ordered | 10900023 | NO
EM23 | 10900024 | NO | M | 9025 | BATTERY LOAD UNIT | SET | UNBW | Not ordered | 10900024 | NO
EM23 | 10900026 | X | M | 9027 | BREATHING APPARATUS | SET | UNBW | Not ordered | NO | NO
EM23 | 10900027 | NO | M | 9028 | C CLAMP GROUNDING | SET | UNBW | Not ordered | 10900027 | NO
EM23 | 10900028 | NO | M | 9029 | CABLE CUTTER | SET | UNBW | Not ordered | 10900028 | NO
EM23 | 10900029 | NO | M | 9030 | CABLE FAULT LOCATOR SYSTEM | SET | UNBW | Not ordered | 10900029 | NO
EM23 | 10900030 | NO | M | 9031 | CABLE FAULT PIN POINT EQIPMENT MEGGER | SET | UNBW | Not ordered | 10900030 | NO
EM23 | 10900031 | NO | M | 9032 | CABLE TRACER | SET | UNBW | Not ordered | 10900031 | NO
EM23 | 10900032 | NO | M | 9033 | CAMEA LONG LEVER 1-1/2 TON | SET | UNBW | Not ordered | 10900032 | NO
EM23 | 10900037 | X | M | 9038 | CRIMPER DISC HEAD with TOOL | SET | UNBW | Not ordered | NO | NO
EM23 | 10900039 | NO | M | 9040 | CRIMPING TOOL 6-50 mm | SET | UNBW | Not ordered | 10900039 | NO
EM23 | 10900041 | NO | M | 9042 | CT SATURATION TEST SET | SET | UNBW | Not ordered | 10900041 | NO
EM23 | 10900042 | NO | M | 9043 | CTER - 91 MULTI AMP TESTER | SET | UNBW | Not ordered | 10900042 | NO
EM23 | 10900043 | NO | M | 9044 | CURRENT AMPLIFIER | SET | UNBW | Not ordered | 10900043 | NO
EM23 | 10900045 | NO | M | 9046 | DC GROUND FAULT TESTER | SET | UNBW | Not ordered | 10900045 | NO
EM23 | 10900046 | X | M | 9047 | DEAD WEIGHT TESTER | SET | UNBW | Not ordered | NO | NO
EM23 | 10900048 | X | M | 9049 | DELTA INSULATION POWER FACTOR | SET | UNBW | Not ordered | NO | NO
EM23 | 10900049 | X | M | 9050 | DIAL TEST INDICATOR | SET | UNBW | Not ordered | NO | NO
EM23 | 10900055 | X | M | 9056 | DIGITAL MANOMETER | SET | UNBW | Not ordered | NO | NO
EM23 | 10900056 | X | M | 9057 | DIGITAL MEASURING WHEEL | SET | UNBW | Not ordered | NO | NO
EM23 | 10900058 | NO | M | 9059 | DIGITAL PRESSURE GAUGE | SET | UNBW | Not ordered | 10900058 | NO
EM23 | 10900059 | NO | M | 9060 | LOW PRESSURE PUMP | SET | UNBW | Not ordered | 10900059 | NO
EM23 | 10900060 | NO | M | 9061 | DIGITAL PRESSURE INDICATOR | SET | UNBW | Not ordered | 10900060 | NO
EM23 | 10900061 | NO | M | 9062 | HYDRAULIC TEST PUMP | SET | UNBW | Not ordered | 10900061 | NO
EM23 | 10900062 | NO | M | 9063 | POROSITY & PIN HOLE DETECTOR | SET | UNBW | Not ordered | 10900062 | NO
EM23 | 10900063 | X | M | 9064 | DIGITAL PRESSURE TRANSMITTER | SET | UNBW | Not ordered | NO | NO
EM23 | 10900064 | X | M | 9065 | DIGITAL TACHOMETER | SET | UNBW | Not ordered | NO | NO
EM23 | 10900066 | X | M | 9067 | DIGITAL WEIGHING SCALE | SET | UNBW | Not ordered | NO | NO
EM23 | 10900067 | NO | M | 9068 | DISCHARGE ROD | SET | UNBW | Not ordered | 10900067 | NO
EM23 | 10900069 | X | M | 9070 | DYMO TAGGING MACHINE | SET | UNBW | Not ordered | NO | NO
EM23 | 10900071 | X | M | 9072 | EARTH GROUND TESTER | SET | UNBW | Not ordered | NO | NO
EM23 | 10900072 | X | M | 9073 | ELECTRIC HYDRAULIC CABLE CRIMPER | SET | UNBW | Not ordered | NO | NO
EM23 | 10900073 | X | M | 9074 | ELECTRONIC CALIBRATOR | SET | UNBW | Not ordered | NO | NO
EM23 | 10900074 | NO | M | 9075 | EXTRA LOAD UNIT | SET | UNBW | Not ordered | 10900074 | NO
EM23 | 10900075 | X | M | 9076 | THREE PHASE POWER SYSYTEM SIMULATOR | SET | UNBW | Not ordered | NO | NO
EM23 | 10900076 | NO | M | 9077 | FERRULE MACHINE | SET | UNBW | Not ordered | 10900076 | NO
EM23 | 10900077 | NO | M | 9078 | FIELDBUS MONITOR | SET | UNBW | Not ordered | 10900077 | NO
EM23 | 10900078 | NO | M | 9079 | FREQUENCY CALIBRATOR | SET | UNBW | Not ordered | 10900078 | NO
EM23 | 10900080 | NO | M | 9081 | FT SEPARATE SOURCE TEST PLUG | SET | UNBW | Not ordered | 10900080 | NO
EM23 | 10900081 | NO | M | 9082 | FUNCTION GENERATOR | SET | UNBW | Not ordered | 10900081 | NO
EM23 | 10900084 | NO | M | 9085 | HIGH VOLTAGE TRACER | SET | UNBW | Not ordered | 10900084 | NO
EM23 | 10900085 | NO | M | 9086 | HIGH VOLTAGE TRACER WITH HOT STIC | SET | UNBW | Not ordered | 10900085 | NO
EM23 | 10900086 | NO | M | 9087 | HIPOT TEST SET WITH AERIAL & BUCKET TRUC | SET | UNBW | Not ordered | 10900086 | NO
EM23 | 10900090 | X | M | 9091 | HYDRAULIC CABLE STAND 10000 KG | SET | UNBW | Not ordered | NO | NO
EM23 | 10900091 | X | M | 9092 | HYDRAULIC CABLE STAND 5000 KG | SET | UNBW | Not ordered | NO | NO
EM23 | 10900092 | X | M | 9093 | HYDRAULIC CRIMPER | SET | UNBW | Not ordered | NO | NO
EM23 | 10900093 | NO | M | 9094 | HYDRAULIC CRIMPER 35-400 MM | SET | UNBW | Not ordered | 10900093 | NO
EM23 | 10900094 | NO | M | 9095 | HYDRAULIC CRIMPER UPTO 630MM2 | SET | UNBW | Not ordered | 10900094 | NO
EM23 | 10900095 | X | M | 9096 | HYDRAULIC CRIMPING TOOL | SET | UNBW | Not ordered | NO | NO
EM23 | 10900096 | NO | M | 9097 | HYDRAULIC CRIMPING TOOL 10-300 mm | SET | UNBW | Not ordered | 10900096 | NO
EM23 | 10900097 | NO | M | 9098 | HYDRAULIC CRIMPING TOOL 6-240 MM | SET | UNBW | Not ordered | 10900097 | NO
EM23 | 10900098 | X | M | 9099 | HYDRAULIC CRIMPING TOOL UP TO 630MM | SET | UNBW | Not ordered | NO | NO
EM23 | 10900100 | X | M | 9101 | HYDRAULIC MANUAL CRIMPER | SET | UNBW | Not ordered | NO | NO
EM23 | 10900101 | X | M | 9102 | HYDRAULIC TEST PUMP | SET | UNBW | Not ordered | NO | NO
MM25 | 10900102 | NO | M | 9103 | HYDRAULIC TEST PUMP 1000 PSI | SET | UNBW | Not ordered | 10900102 | NO
EM23 | 10900103 | X | M | 9104 | HYDRAULIC TEST PUMP 5000PSI | SET | UNBW | Not ordered | NO | NO
EM23 | 10900104 | NO | M | 9105 | I UNIT TEST HANDLE | SET | UNBW | Not ordered | 10900104 | NO
EM23 | 10900105 | X | M | 9106 | ID TAGGING MACHINE | SET | UNBW | Not ordered | NO | NO
EM23 | 10900106 | X | M | 9107 | IMPACT WRENCH | SET | UNBW | Not ordered | NO | NO
EM23 | 10900108 | X | M | 9109 | INDUSTRIAL SCOPEMETER | SET | UNBW | Not ordered | NO | NO
EM23 | 10900109 | NO | M | 9110 | INFRARED THERMOMETER | SET | UNBW | Not ordered | 10900109 | NO
EM23 | 10900110 | X | M | 9111 | INSTRUMENT REMOTE SENSOR | SET | UNBW | Not ordered | NO | NO
EM23 | 10900111 | NO | M | 9112 | INSULATION CONTINUITY TESTER | SET | UNBW | Not ordered | 10900111 | NO
EM23 | 10900112 | X | M | 9113 | INSULATION TESTER | SET | UNBW | Not ordered | NO | NO
EM23 | 10900115 | NO | M | 9116 | IR THERMOMETER FLUKE | SET | UNBW | Not ordered | 10900115 | NO
EM23 | 10900116 | NO | M | 9117 | KNOCK OUT PUNCH | SET | UNBW | Not ordered | 10900116 | NO
EM23 | 10900117 | X | M | 9118 | KNOCK OUT PUNCH 1/2" - 2" | SET | UNBW | Not ordered | NO | NO
EM23 | 10900118 | X | M | 9119 | KNOCK OUT PUNCH 1/2" - 3" | SET | UNBW | Not ordered | NO | NO
EM23 | 10900119 | X | M | 9120 | KNOCK OUT PUNCH 1/2" -2" | SET | UNBW | Not ordered | NO | NO
EM23 | 10900120 | X | M | 9121 | KNOCK OUT PUNCH 1/2" -4" | SET | UNBW | Not ordered | NO | NO
EM23 | 10900121 | NO | M | 9122 | KNOCK OUT PUNCH 1/2''-4'' | SET | UNBW | Not ordered | 10900121 | NO
EM23 | 10900122 | X | M | 9123 | KNOCK OUT PUNCH DIE 3" | SET | UNBW | Not ordered | NO | NO
EM23 | 10900123 | NO | M | 9124 | KNOCK OUT PUNCH DIE 4" | SET | UNBW | Not ordered | 10900123 | NO
EM23 | 10900124 | NO | M | 9125 | LABELING MACHINE | SET | UNBW | Not ordered | 10900124 | NO
EM23 | 10900128 | X | M | 9129 | LOOP & RCD TESTER | SET | UNBW | Not ordered | NO | NO
EM23 | 10900130 | X | M | 9131 | MAGNETIC STAND | SET | UNBW | Not ordered | NO | NO
EM23 | 10900131 | X | M | 9132 | MANUAL CRIMPER 10-120MM | SET | UNBW | Not ordered | NO | NO
EM23 | 10900132 | X | M | 9133 | MANUAL CRIMPING TOOL | SET | UNBW | Not ordered | NO | NO
EM23 | 10900133 | NO | M | 9134 | MASTER PRECISION LEVEL, 300 x 0.02 MM | SET | UNBW | Not ordered | NO | NO
EM23 | 10900134 | X | M | 9135 | MEASURING WHEEL | SET | UNBW | Not ordered | NO | NO
EM23 | 10900136 | NO | M | 9137 | MILLIAMP CALIBRATOR | SET | UNBW | Not ordered | 10900136 | NO
EM23 | 10900138 | X | M | 9139 | MOTOR & PHASE ROTATION INDICATOR | SET | UNBW | Not ordered | NO | NO
EM23 | 10900139 | X | M | 9140 | MOTOR CHECKER | SET | UNBW | Not ordered | NO | NO
EM23 | 10900140 | NO | M | 9141 | MOVING TEST SET WITH ACCESSORRIES | SET | UNBW | Not ordered | 10900140 | NO
EM23 | 10900141 | X | M | 9142 | MULTI GAS DETECTOR | SET | UNBW | Not ordered | NO | NO
EM23 | 10900142 | X | M | 9143 | MULTIPLE COMMUNICATION CONFIGURATION | SET | UNBW | Not ordered | NO | NO
EM23 | 10900143 | NO | M | 9144 | NIRMAL MOBILE HIGH VACUUM TRANSFORMER | SET | UNBW | Not ordered | 10900143 | NO
EM23 | 10900144 | NO | M | 9145 | NITROGEN GAS REGULATOR | SET | UNBW | Not ordered | 10900144 | NO
EM23 | 10900146 | NO | M | 9147 | OMICRON CP-TD1 TRANSFORMER | SET | UNBW | Not ordered | 10900146 | NO
EM23 | 10900147 | NO | M | 9148 | ONE AC/DC POWER SUPPLY-RECTIFIER/AUTO TR | SET | UNBW | Not ordered | 10900147 | NO
EM23 | 10900150 | NO | M | 9151 | PHASE ROTATION METER | SET | UNBW | Not ordered | 10900150 | NO
EM23 | 10900151 | X | M | 9152 | PIPE CUTTER 1/8" to 2" | SET | UNBW | Not ordered | NO | NO
EM23 | 10900152 | X | M | 9153 | PIPE CUTTER 1/8" TO 3" | SET | UNBW | Not ordered | NO | NO
EM23 | 10900153 | NO | M | 9154 | PLANNER MAKITA 220V | SET | UNBW | Not ordered | 10900153 | NO
EM23 | 10900154 | X | M | 9155 | PNEUMATIC PRESSURE CALIBRATOR | SET | UNBW | Not ordered | NO | NO
EM23 | 10900155 | X | M | 9156 | PNEUMATIC TEST PUMP | SET | UNBW | Not ordered | NO | NO
EM23 | 10900156 | NO | M | 9157 | PORTABLE BATTERY CHARGER 220V OUTPUT | SET | UNBW | Not ordered | 10900156 | NO
MM25 | 10900157 | NO | M | 9158 | PORTABLE HYDRAULIC PRESSURE PUMP | SET | UNBW | Not ordered | 10900157 | NO
EM23 | 10900158 | NO | M | 9159 | PORTABLE LV FULL FUNCTION TEST KIT (FFTK | SET | UNBW | Not ordered | 10900158 | NO
EM23 | 10900159 | NO | M | 9160 | PORTABLE VENTILATOR | SET | UNBW | Not ordered | 10900159 | NO
EM23 | 10900160 | NO | M | 9161 | POTABLE DEWPOINT METER | SET | UNBW | Not ordered | 10900160 | NO
EM23 | 10900162 | NO | M | 9163 | POWER QUALITY ANALYZER | SET | UNBW | Not ordered | 10900162 | NO
EM23 | 10900163 | NO | M | 9164 | PRESSURE CALIBRATOR | SET | UNBW | Not ordered | 10900163 | NO
EM23 | 10900164 | NO | M | 9165 | PRESSURE CALIBRATOR 100 PSI | SET | UNBW | Not ordered | 10900164 | NO
EM23 | 10900165 | X | M | 9166 | PRESSURE CALIBRATOR 1000 PSI | SET | UNBW | Not ordered | NO | NO
EM23 | 10900166 | NO | M | 9167 | PRESSURE CALIBRATOR 2 BAR | SET | UNBW | Not ordered | 10900166 | NO
EM23 | 10900167 | NO | M | 9168 | PRESSURE CALIBRATOR 2 BAR | SET | UNBW | Not ordered | 10900167 | NO
EM23 | 10900168 | NO | M | 9169 | PRESSURE CALIBRATOR 30 PSI | SET | UNBW | Not ordered | 10900168 | NO
EM23 | 10900169 | NO | M | 9170 | PRESSURE CALIBRATOR 300 PSI | SET | UNBW | Not ordered | 10900169 | NO
EM23 | 10900170 | NO | M | 9171 | PRESSURE CALIBRATOR 6000 PSI | SET | UNBW | Not ordered | 10900170 | NO
MM25 | 10900171 | NO | M | 9172 | PRESSURE GAUGE 0-100 BAR | SET | UNBW | Not ordered | 10900171 | NO
MM25 | 10900172 | NO | M | 9173 | PRESSURE GAUGE 0-160 PSI | SET | UNBW | Not ordered | 10900172 | NO
MM25 | 10900173 | NO | M | 9174 | PRESSURE GAUGE 0-200 BAR | SET | UNBW | Not ordered | 10900173 | NO
MM25 | 10900174 | NO | M | 9175 | PRESSURE GAUGE 0-300 PSI | SET | UNBW | Not ordered | 10900174 | NO
EM23 | 10900176 | NO | M | 9177 | PUMP BACK GAS ANALYZER | SET | UNBW | Not ordered | 10900176 | NO
EM23 | 10900177 | X | M | 9178 | RATCHET CABLE CUTTER 95-300 MM | SET | UNBW | Not ordered | NO | NO
EM23 | 10900178 | NO | M | 9179 | RECIPRO SAW | SET | UNBW | Not ordered | 10900178 | NO
EM23 | 10900181 | X | M | 9182 | ROPE TENSION METER | SET | UNBW | Not ordered | NO | NO
EM23 | 10900182 | NO | M | 9183 | RTD CALIBRATOR | SET | UNBW | Not ordered | 10900182 | NO
EM23 | 10900183 | NO | M | 9184 | CB ANALYZER FOR LOW VOLTAGE TESTING UNI | SET | UNBW | Not ordered | 10900183 | NO
EM23 | 10900185 | NO | M | 9186 | SOUND LEVEL METER | SET | UNBW | Not ordered | 10900185 | NO
EM23 | 10900186 | NO | M | 9187 | SPEED CUTTER | SET | UNBW | Not ordered | 10900186 | NO
EM23 | 10900187 | X | M | 9188 | SS CABLE TIE PULLER | SET | UNBW | Not ordered | NO | NO
EM23 | 10900188 | NO | M | 9189 | STEEL STRAPPING TOOL 1/2"3/4''' 5/8" | SET | UNBW | Not ordered | 10900188 | NO
EM23 | 10900190 | NO | M | 9191 | TAC PULLING WIRE 11MM - 200MM | SET | UNBW | Not ordered | 10900190 | NO
EM23 | 10900191 | NO | M | 9192 | TACHOMETER IRL LASER THERMOMETER | SET | UNBW | Not ordered | 10900191 | NO
EM23 | 10900192 | NO | M | 9193 | TELESCOPIC EARTH DISCHARGE | SET | UNBW | Not ordered | 10900192 | NO
EM23 | 10900195 | X | M | 9196 | TERMINATION TOOL | SET | UNBW | Not ordered | NO | NO
MM25 | 10900196 | NO | M | 9197 | TEST GAUGE 0-100 BAR | SET | UNBW | Not ordered | 10900196 | NO
EM23 | 10900197 | X | M | 9198 | TEST GAUGE 0-1000 KPA | SET | UNBW | Not ordered | NO | NO
EM23 | 10900198 | X | M | 9199 | TEST GAUGE 0-10000 PSI | SET | UNBW | Not ordered | NO | NO
EM23 | 10900199 | X | M | 9200 | TEST GAUGE 0-200 BAR | SET | UNBW | Not ordered | NO | NO
EM23 | 10900200 | X | M | 9201 | TEST GAUGE 0-250 KPA | SET | UNBW | Not ordered | NO | NO
EM23 | 10900201 | X | M | 9202 | TEST GAUGE 0-2500 KPA | SET | UNBW | Not ordered | NO | NO
EM23 | 10900202 | X | M | 9203 | TEST GAUGE 0-3000 PSI | SET | UNBW | Not ordered | NO | NO
MM25 | 10900203 | NO | M | 9204 | TEST GAUGE 0-400 KG/CM2 | SET | UNBW | Not ordered | 10900203 | NO
EM23 | 10900204 | X | M | 9205 | TEST GAUGE 0-400 KPA | SET | UNBW | Not ordered | NO | NO
EM23 | 10900205 | NO | M | 9206 | TEST GAUGE 0-600 PSI | SET | UNBW | Not ordered | 10900205 | NO
EM23 | 10900206 | NO | M | 9207 | TEST SOCKET MMLB07-AREVA (28 TERMINALS) | SET | UNBW | Not ordered | 10900206 | NO
EM23 | 10900208 | NO | M | 9209 | THERMOCOUPLE CALIBRATOR | SET | UNBW | Not ordered | 10900208 | NO
EM23 | 10900210 | X | M | 9211 | TIME RECORDING MACHINE | SET | UNBW | Not ordered | NO | NO
EM23 | 10900212 | NO | M | 9213 | TRANSFORMER 10KV | SET | UNBW | Not ordered | 10900212 | NO
EM23 | 10900213 | NO | M | 9214 | TRANSFORMER 75 KVA | SET | UNBW | Not ordered | 10900213 | NO
EM23 | 10900215 | NO | M | 9216 | TRANSFORMER OIL GEAR PUMP & MAGNETIC FIL | SET | UNBW | Not ordered | 10900215 | NO
EM23 | 10900216 | X | M | 9217 | TRANSFORMER UP TO 480V | SET | UNBW | Not ordered | NO | NO
EM23 | 10900217 | X | M | 9218 | TRIMBLE GEO 7X HANDLED WITH RANGEFINDER | SET | UNBW | Not ordered | NO | NO
EM23 | 10900218 | X | M | 9219 | TRIPOD W/ PIPE VISE | SET | UNBW | Not ordered | NO | NO
EM23 | 10900219 | NO | M | 9220 | TRUE RMS CLAMP METER | SET | UNBW | Not ordered | 10900219 | NO
EM23 | 10900220 | NO | M | 9221 | TXL-890 EXTRA LOAD UNIT | SET | UNBW | Not ordered | 10900220 | NO
EM23 | 10900221 | NO | M | 9222 | UNIVERSAL RTD CALIBRATOR | SET | UNBW | Not ordered | 10900221 | NO
EM23 | 10900222 | NO | M | 9223 | VACUUM ( BOTTLE TESTER )INTEGRITY TESTER | SET | UNBW | Not ordered | 10900222 | 10900222
EM23 | 10900224 | NO | M | 9225 | VIBRATION METER | SET | UNBW | Not ordered | 10900224 | NO
EM23 | 10900225 | X | M | 9226 | VIBRATION TESTER | SET | UNBW | Not ordered | NO | NO
EM23 | 10900226 | NO | M | 9227 | VOLT/MA CALIBRATOR | SET | UNBW | Not ordered | 10900226 | NO
EM23 | 10900227 | X | M | 9228 | VOLTAGE REGULATOR | SET | UNBW | Not ordered | NO | NO
EM23 | 10900228 | X | M | 9229 | 1 HP OIL PUMP S/PHASE | SET | UNBW | Not ordered | NO | NO
EM23 | 10900229 | X | M | 9230 | 25KLTRANSFORMER OIL STORAGE TANK-(22KL) | SET | UNBW | Not ordered | NO | NO
EM23 | 10900230 | X | M | 9231 | 5KLTRANSFORMER OIL STORAGE TANK | SET | UNBW | Not ordered | NO | NO
MM25 | 10900232 | NO | M | 9233 | AIR COMPRESSOR | SET | UNBW | Not ordered | NO | NO
MM25 | 10900233 | X | M | 9234 | AIR COMPRESSOR-360 CFM | SET | UNBW | Not ordered | NO | NO
MM25 | 10900234 | X | M | 9235 | AIR COMPRESSOR-750 CFM | SET | UNBW | Not ordered | NO | NO
MM25 | 10900235 | NO | M | 9236 | AIR DRILL MACHINE | SET | UNBW | Not ordered | NO | NO
MM25 | 10900236 | X | M | 9237 | AIR IMPACT WRENCH | SET | UNBW | Not ordered | NO | NO
MM25 | 10900237 | X | M | 9238 | AIR JACK HAMMER | SET | UNBW | Not ordered | NO | NO
MM25 | 10900238 | X | M | 9239 | ALUMINIUM LADDER 8MTR | SET | UNBW | Not ordered | NO | NO
MM25 | 10900239 | X | M | 9240 | ALUMINUM SS LADDER (5 MTRS) | SET | UNBW | Not ordered | NO | NO
MM25 | 10900241 | X | M | 9242 | ASPHALT CUTTER | SET | UNBW | Not ordered | NO | NO
MM25 | 10900243 | X | M | 9244 | BACKHOE LOADER | SET | UNBW | Not ordered | NO | NO
MM25 | 10900244 | NO | M | 9245 | BATTERY DRILL MACHINE 14.4V | SET | UNBW | Not ordered | NO | NO
MM25 | 10900245 | X | M | 9246 | BATTERY DRILL MACHINE 110V | SET | UNBW | Not ordered | NO | NO
MM25 | 10900246 | X | M | 9247 | BEARING PULLER - 3 LEG | SET | UNBW | Not ordered | NO | NO
MM25 | 10900247 | X | M | 9248 | BENCH DRILL MACHINE 220V | SET | UNBW | Not ordered | NO | NO
MM25 | 10900249 | X | M | 9250 | BENCH VICE 10" | SET | UNBW | Not ordered | NO | NO
MM25 | 10900250 | X | M | 9251 | BOBCAT SKID LOADER | SET | UNBW | Not ordered | NO | NO
MM25 | 10900251 | X | M | 9252 | BOOM TRUCK | SET | UNBW | Not ordered | NO | NO
MM25 | 10900252 | X | M | 9253 | CABLE CUTTER 40MM MAX | SET | UNBW | Not ordered | NO | NO
MM25 | 10900253 | X | M | 9254 | CABLE CUTTER 50MM MAX | SET | UNBW | Not ordered | NO | NO
MM25 | 10900254 | X | M | 9255 | CABLE DRUM TRAILER | SET | UNBW | Not ordered | NO | NO
MM25 | 10900255 | X | M | 9256 | CABLE PULLING MACHINE | SET | UNBW | Not ordered | NO | NO
MM25 | 10900257 | X | M | 9258 | CHAIN BLOCK 10 TON | SET | UNBW | Not ordered | NO | NO
MM25 | 10900259 | X | M | 9260 | CHAIN BLOCK 3 TON | SET | UNBW | Not ordered | NO | NO
MM25 | 10900260 | X | M | 9261 | CHAIN BLOCK 5 TON | SET | UNBW | Not ordered | NO | NO
MM25 | 10900261 | X | M | 9262 | CHEMICAL DISPENSER KIT | SET | UNBW | Not ordered | NO | NO
MM25 | 10900262 | X | M | 9263 | CIRCULAR SAW | SET | UNBW | Not ordered | NO | NO
MM25 | 10900263 | X | M | 9264 | CIRCULAR WOOD CUTTER | SET | UNBW | Not ordered | NO | NO
MM25 | 10900264 | X | M | 9265 | COLD PLANNER | SET | UNBW | Not ordered | NO | NO
MM25 | 10900265 | X | M | 9266 | CONCRETE MIXER TRUCK 12CM | SET | UNBW | Not ordered | NO | NO
MM25 | 10900266 | NO | M | 9267 | CONCRETE VIBRATOR, GASOLINE, W/VIB.HOSE | SET | UNBW | Not ordered | NO | NO
MM25 | 10900267 | NO | M | 9268 | CORDLESS DRILL MACHINE | SET | UNBW | Not ordered | NO | NO
MM25 | 10900268 | X | M | 9269 | CORDLESS DRILL MACHINE 220V | SET | UNBW | Not ordered | NO | NO
MM25 | 10900269 | X | M | 9270 | CORE DRILL MACHINE | SET | UNBW | Not ordered | NO | NO
MM25 | 10900270 | X | M | 9271 | DEMOLITION JACK HAMMER | SET | UNBW | Not ordered | NO | NO
MM25 | 10900271 | X | M | 9272 | DEWATERING PUMP | SET | UNBW | Not ordered | NO | NO
MM25 | 10900272 | NO | M | 9273 | DIESEL PORTABLE GENERATOR | SET | UNBW | Not ordered | NO | NO
MM25 | 10900273 | X | M | 9274 | DRILL HAMMERING HILTI | SET | UNBW | Not ordered | NO | NO
MM25 | 10900275 | X | M | 9276 | ELECTRIC JACK HAMMER | SET | UNBW | Not ordered | NO | NO
MM25 | 10900276 | X | M | 9277 | ELECTRIC PIPE THREADING MACHINE | SET | UNBW | Not ordered | NO | NO
MM25 | 10900277 | NO | M | 9278 | EMPTY GAS CYLINDER | SET | UNBW | Not ordered | NO | NO
MM25 | 10900278 | X | M | 9279 | EXTERNAL ROD CLAMP STICK-12 FT | SET | UNBW | Not ordered | NO | NO
MM25 | 10900279 | X | M | 9280 | FORKLIFT 5 TON | SET | UNBW | Not ordered | NO | NO
MM25 | 10900280 | X | M | 9281 | FORKLIFT 7 TON | SET | UNBW | Not ordered | NO | NO
MM25 | 10900282 | X | M | 9283 | GAS SERVICE CART | SET | UNBW | Not ordered | NO | NO
MM25 | 10900283 | X | M | 9284 | HAMMER DRILL MACHINE | SET | UNBW | Not ordered | NO | NO
MM25 | 10900284 | X | M | 9285 | HIGH PRESSURE WASHER | SET | UNBW | Not ordered | NO | NO
MM25 | 10900285 | X | M | 9286 | HYDRAULIC BOOM CRANE | SET | UNBW | Not ordered | NO | NO
MM25 | 10900286 | X | M | 9287 | HYDRAULIC LIFTER 1 TON | SET | UNBW | Not ordered | NO | NO
MM25 | 10900287 | X | M | 9288 | HYDRAULIC LIFTER 2 TON | SET | UNBW | Not ordered | NO | NO
MM25 | 10900288 | X | M | 9289 | HYDRAULIC PALLET JACK | SET | UNBW | Not ordered | NO | NO
MM25 | 10900289 | X | M | 9290 | HYDRAULIC PALLET JACK 2.5T | SET | UNBW | Not ordered | NO | NO
MM25 | 10900290 | X | M | 9291 | HYDRAULIC PALLET JACK 3T | SET | UNBW | Not ordered | NO | NO
MM25 | 10900291 | X | M | 9292 | HYDRAULIC PIPE BENDER 2" | SET | UNBW | Not ordered | NO | NO
MM25 | 10900292 | X | M | 9293 | HYDRAULIC PIPE BENDER 4" | SET | UNBW | Not ordered | NO | NO
MM25 | 10900293 | X | M | 9294 | HYDRAULIC SPREADER FLANGE | SET | UNBW | Not ordered | NO | NO
MM25 | 10900294 | X | M | 9295 | HYDRAULIC TROLY/PALLET TRUCK | SET | UNBW | Not ordered | NO | NO
MM25 | 10900295 | NO | M | 9296 | HYDRAULIC/PNEUMATIC PUMP | SET | UNBW | Not ordered | 10900295 | NO
MM25 | 10900296 | X | M | 9297 | ICE MAKING MACHINE | SET | UNBW | Not ordered | NO | NO
MM25 | 10900297 | X | M | 9298 | JIG SAW MACHINE | SET | UNBW | Not ordered | NO | NO
MM25 | 10900298 | X | M | 9299 | JUMPING COMPACTOR | SET | UNBW | Not ordered | NO | NO
MM25 | 10900299 | X | M | 9300 | LADDER 8FEET WERNER MODEL 6008 | SET | UNBW | Not ordered | NO | NO
MM25 | 10900300 | X | M | 9301 | LADDER ALUMINUM 6 MTR | SET | UNBW | Not ordered | NO | NO
MM25 | 10900301 | X | M | 9302 | LADDER FIBER GLASS 10 STEPS | SET | UNBW | Not ordered | NO | NO
MM25 | 10900303 | X | M | 9304 | LADDER WOODEN 10 FT | SET | UNBW | Not ordered | NO | NO
MM25 | 10900304 | X | M | 9305 | LADDER WOODEN 6 FT | SET | UNBW | Not ordered | NO | NO
MM25 | 10900305 | X | M | 9306 | LATHE MACHINE | SET | UNBW | Not ordered | NO | NO
MM25 | 10900307 | X | M | 9308 | LEVER BLOCK 3 TON | SET | UNBW | Not ordered | NO | NO
MM25 | 10900308 | X | M | 9309 | LEVER BLOCK 6 TON | SET | UNBW | Not ordered | NO | NO
MM25 | 10900309 | NO | M | 9310 | LOW PRESSURE PNEUMATIC PUMP | SET | UNBW | Not ordered | 10900309 | NO
MM25 | 10900311 | X | M | 9312 | MANUAL HYDRAULIC CABLE CUTTER | SET | UNBW | Not ordered | NO | NO
MM25 | 10900312 | X | M | 9313 | MANUAL HYDRAULIC CRIMPER | SET | UNBW | Not ordered | NO | NO
MM25 | 10900313 | X | M | 9314 | MANUAL PIPE CUTTER 14" | SET | UNBW | Not ordered | NO | NO
MM25 | 10900314 | X | M | 9315 | MANUAL PIPE CUTTER 16" | SET | UNBW | Not ordered | NO | NO
MM25 | 10900315 | X | M | 9316 | MANUAL PIPE CUTTER 2" TO 4" | SET | UNBW | Not ordered | NO | NO
MM25 | 10900316 | X | M | 9317 | MANUAL PIPE CUTTER 8" TO 12" | SET | UNBW | Not ordered | NO | NO
MM25 | 10900317 | X | M | 9318 | MANUAL PIPE THREADER | SET | UNBW | Not ordered | NO | NO
MM25 | 10900318 | X | M | 9319 | MOBILE TRUCK CRANE 50 TON | SET | UNBW | Not ordered | NO | NO
MM25 | 10900319 | X | M | 9320 | MOBILE TRUCK CRANE 60 TON | SET | UNBW | Not ordered | NO | NO
MM25 | 10900320 | X | M | 9321 | MOBILE TRUCK CRANE 70 TON | SET | UNBW | Not ordered | NO | NO
MM25 | 10900322 | X | M | 9323 | MOTORIZED BENDING MACHINE | SET | UNBW | Not ordered | NO | NO
MM25 | 10900323 | X | M | 9324 | PLASMA CUTTING MACHINE | SET | UNBW | Not ordered | NO | NO
MM25 | 10900324 | X | M | 9325 | PLATE COMPACTOR | SET | UNBW | Not ordered | NO | NO
MM25 | 10900325 | X | M | 9326 | PNEUMATIC CONCRETE BREAKER | SET | UNBW | Not ordered | NO | NO
MM25 | 10900326 | X | M | 9327 | PNEUMATIC GREASE PUMP W/ CONTROL GUN | SET | UNBW | Not ordered | NO | NO
MM25 | 10900327 | X | M | 9328 | PNEUMATIC PLUNGER PUMP | SET | UNBW | Not ordered | NO | NO
MM25 | 10900328 | X | M | 9329 | PORTABLE BAND SAW | SET | UNBW | Not ordered | NO | NO
MM25 | 10900329 | X | M | 9330 | PORTABLE FAN BLOWER | SET | UNBW | Not ordered | NO | NO
MM25 | 10900330 | X | M | 9331 | PORTABLE GENERATOR-5KV | SET | UNBW | Not ordered | NO | NO
MM25 | 10900332 | X | M | 9333 | POWER GENERATOR-110KVA | SET | UNBW | Not ordered | NO | NO
MM25 | 10900333 | X | M | 9334 | POWER GENERATOR-125KVA | SET | UNBW | Not ordered | NO | NO
MM25 | 10900334 | X | M | 9335 | POWER GENERATOR-35KVA | SET | UNBW | Not ordered | NO | NO
MM25 | 10900335 | X | M | 9336 | POWER GENERATOR-50KVA | SET | UNBW | Not ordered | NO | NO
MM25 | 10900336 | X | M | 9337 | POWER GENERATOR-60SP | SET | UNBW | Not ordered | NO | NO
MM25 | 10900337 | X | M | 9338 | POWER HACKSAW | SET | UNBW | Not ordered | NO | NO
MM25 | 10900338 | X | M | 9339 | PRECUSSION DRILL MACHINE 10MM 220V | SET | UNBW | Not ordered | NO | NO
MM25 | 10900339 | NO | M | 9340 | PRESSURE HAND PUMP | SET | UNBW | Not ordered | 10900339 | NO
MM25 | 10900340 | X | M | 9341 | PRESSURE WASHER | SET | UNBW | Not ordered | NO | NO
MM25 | 10900341 | X | M | 9342 | REBAR BENDING MACHINE | SET | UNBW | Not ordered | NO | NO
MM25 | 10900342 | X | M | 9343 | REDIAL GAS CUTTING MACHINE | SET | UNBW | Not ordered | NO | NO
MM25 | 10900343 | X | M | 9344 | ROBIN ASPHALT CUTTER | SET | UNBW | Not ordered | NO | NO
MM25 | 10900344 | X | M | 9345 | ROLLER COMPACTOR | SET | UNBW | Not ordered | NO | NO
MM25 | 10900345 | X | M | 9346 | ROTARY HAMMER DRILL MACHINE | SET | UNBW | Not ordered | NO | NO
MM25 | 10900346 | X | M | 9347 | SKID LOADER | SET | UNBW | Not ordered | NO | NO
MM25 | 10900347 | X | M | 9348 | Stand DRILL MACHINE | SET | UNBW | Not ordered | NO | NO
MM25 | 10900348 | X | M | 9349 | STEAM CLEANER | SET | UNBW | Not ordered | NO | NO
MM25 | 10900349 | X | M | 9350 | STEAM H.P. WASHER | SET | UNBW | Not ordered | NO | NO
MM25 | 10900350 | X | M | 9351 | STEEL PASSING BRIDGE | SET | UNBW | Not ordered | NO | NO
MM25 | 10900352 | X | M | 9353 | SWIVEL BENCH VISE 6" | SET | UNBW | Not ordered | NO | NO
MM25 | 10900353 | X | M | 9354 | TIG TORCH | SET | UNBW | Not ordered | NO | NO
MM25 | 10900356 | X | M | 9357 | TORQUE WRENCH 3/4" Dr | SET | UNBW | Not ordered | NO | NO
MM25 | 10900357 | X | M | 9358 | TORQUE WRENCH 3/4" DR W/ 17 SOCKETS | SET | UNBW | Not ordered | NO | NO
MM25 | 10900359 | X | M | 9360 | TORQUE WRENCH DR 3/8" 19-110 NM | SET | UNBW | Not ordered | NO | NO
MM25 | 10900360 | X | M | 9361 | TORQUE WRENCH W/ SOCKETS 1/4-4MM | SET | UNBW | Not ordered | NO | NO
MM25 | 10900362 | X | M | 9363 | TOWER LIGHT | SET | UNBW | Not ordered | NO | NO
MM25 | 10900363 | X | M | 9364 | TRAILER W/ HYDRAULIC LIFTER 24CM | SET | UNBW | Not ordered | NO | NO
MM25 | 10900364 | X | M | 9365 | TUBE BENDER 1/2" | SET | UNBW | Not ordered | NO | NO
MM25 | 10900365 | X | M | 9366 | TUBE BENDER 1/2" | SET | UNBW | Not ordered | NO | NO
MM25 | 10900366 | X | M | 9367 | TUBE BENDER 1/4" | SET | UNBW | Not ordered | NO | NO
MM25 | 10900367 | X | M | 9368 | TUBE BENDER 10MM | SET | UNBW | Not ordered | NO | NO
MM25 | 10900368 | X | M | 9369 | TUBE BENDER 12MM | SET | UNBW | Not ordered | NO | NO
MM25 | 10900369 | X | M | 9370 | TUBE BENDER 3/4" | SET | UNBW | Not ordered | NO | NO
MM25 | 10900370 | X | M | 9371 | TUBE BENDER 3/8" | SET | UNBW | Not ordered | NO | NO
MM25 | 10900371 | X | M | 9372 | TUBE BENDER 6MM | SET | UNBW | Not ordered | NO | NO
MM25 | 10900372 | X | M | 9373 | VIBRATOR STAND TYPE | SET | UNBW | Not ordered | NO | NO
MM25 | 10900374 | X | M | 9375 | WEIGHING SCALE | SET | UNBW | Not ordered | NO | NO
MM25 | 10900376 | X | M | 9377 | WELDING MACHINE electrical | SET | UNBW | Not ordered | NO | NO
MM25 | 10900377 | X | M | 9378 | WHEELSAW TRENCHER | SET | UNBW | Not ordered | NO | NO
MM25 | 10900378 | X | M | 9379 | WOOD CUTTER | SET | UNBW | Not ordered | NO | NO
ITM1 | 10900385 | NO | M | NO | BRAVO MOBILE EXPLOSION PROOF | EA | UNBW | Not ordered | 10900385 | 10900385
EM01 | 10900387 | NO | M | NO | SPLIPT TYPE AC 52200 BTU | EA | UNBW | Not ordered | 10900387 | 10900387
EM01 | 10900388 | NO | M | NO | WASHING MACHINE 9KG | EA | UNBW | Not ordered | 10900388 | 10900388
EM01 | 10900389 | NO | M | NO | REFRIGERATOR 14FT | EA | UNBW | Not ordered | 10900389 | 10900389
ITM7 | 10900390 | NO | M | NO | HP LTO5 Ultrium 3000 Ext Tape Drive | EA | UNBW | Not ordered | 10900390 | 10900390
ZE08 | 10900391 | NO | M | NO | PNEUMATIC TEST PUMP | EA | UNBW | Not ordered | 10900391 | 10900391
EM01 | 10900392 | NO | M | NO | Zera Equipment Energy Meter calibration | SET | UNBW | Not ordered | 10900392 | 10900392
ITM7 | 10900394 | NO | M | NO | APC Smart-UPS SRT 5000VA 230V | SET | UNBW | Not ordered | 10900394 | 10900394
EM33 | 10900400 | NO | M | MIMEW0330 | Motor Winding System | EA | UNBW | Not ordered | 10900400 | 10900400
MM29 | 10900403 | NO | M | FAVHC0004 | Bus 56 seater AC | EA | UNBW | Not ordered | 10900403 | 10900403
EM33 | 10900406 | NO | M | FATLS0005C | AUTOMATIC WIRE CUTTING MACHINE | EA | UNBW | Not ordered | 10900406 | 10900406
ZE11 | 10900409 | NO | M | FATLS0005F | AIR SCREWDRIVER, 1800 RPM | EA | UNBW | Not ordered | 10900409 | 10900409
MM25 | 10900452 | NO | M | NO | COME ALONG TOOL, 1TON (LEVER HOIST) | EA | UNBW | Not ordered | NO | NO
MM25 | 10900453 | NO | M | N/A | CORDLESS ROTARY HAMMER (DRILL M/C) | EA | UNBW | Not ordered | NO | NO
MM25 | 10900469 | X | M | NO | HAMMER WRENCH,1 5/8" | EA | UNBW | Not ordered | NO | NO
MM25 | 10900475 | X | M | NO | COMBINATION SPANNER,30mm | EA | UNBW | Not ordered | NO | NO
MM25 | 10900533 | X | M | NO | 1" DRIVE IMPACT SOCKET 2 1/4" | EA | UNBW | Not ordered | NO | NO
MM25 | 10900534 | X | M | NO | 1" DRIVE IMPACT SOCKET 2 3/8" | EA | UNBW | Not ordered | NO | NO
MM25 | 10900535 | X | M | NO | 1" DRIVE IMPACT SOCKET 2" | EA | UNBW | Not ordered | NO | NO
MM25 | 10900540 | X | M | NO | DRIVE IMPACT WRENCH A/O,1" | EA | UNBW | Not ordered | NO | NO
MM25 | 10900542 | X | M | NO | 1" DRIVE SOCKET 2" | EA | UNBW | Not ordered | NO | NO
MM25 | 10900543 | X | M | NO | 1" DRIVE SOCKET 3" | EA | UNBW | Not ordered | NO | NO
MM25 | 10900544 | X | M | NO | 1" DRIVE SOCKET 1 1/4" | EA | UNBW | Not ordered | NO | NO
MM25 | 10900545 | X | M | NO | 1" DRIVE SOCKET 1 5/8" | EA | UNBW | Not ordered | NO | NO
MM25 | 10900546 | X | M | NO | 1" DRIVE SOCKET 1 7/8" | EA | UNBW | Not ordered | NO | NO
MM25 | 10900550 | X | M | NO | 1" DRIVE SOCKET 2 3/8" | EA | UNBW | Not ordered | NO | NO
MM25 | 10900551 | X | M | NO | 1" DRIVE SOCKET 7/8" | EA | UNBW | Not ordered | NO | NO
MM25 | 10900554 | X | M | NO | PNEUMATIC DRIVE IMPACT WRENCH, 3/4" | EA | UNBW | Not ordered | NO | NO
MM25 | 10900556 | X | M | NO | LEVE BLOCK (COME ALONG) 1.6 TON | EA | UNBW | Not ordered | NO | NO
MM25 | 10900561 | X | M | NO | PNEUMATIC ANGLE GRINDER, 6" | EA | UNBW | Not ordered | NO | NO
MM25 | 10900582 | X | M | NO | Sledge Hammer 8 Ibs., Steel | EA | UNBW | Not ordered | NO | NO
MM25 | 10900590 | X | M | NO | CUTTING TORCH - SET | EA | UNBW | Not ordered | NO | NO
MM25 | 10900592 | X | M | NO | HYDRAULIC JACK, 3.5 TON | EA | UNBW | Not ordered | NO | NO
MM25 | 10900593 | X | M | NO | MACHINIST LEVEL, 8", STARETT | EA | UNBW | Not ordered | NO | NO
MM25 | 10900594 | X | M | NO | MEASURING TAPE, 100 FEET | EA | UNBW | Not ordered | NO | NO
MM25 | 10900599 | X | M | NO | C-CLAMP, 0 - 5" | EA | UNBW | Not ordered | NO | NO
MM25 | 10900636 | X | M | 10202114 | BELT, NYLON SLING 2" x 3 MTR, 2 PLY | EA | UNBW | Not ordered | NO | NO
MM25 | 10900637 | NO | M | 10202114 | BELT, NYLON SLING, 2" x 3 MTR, 2 PLY | EA | UNBW | Not ordered | NO | NO
MM25 | 10900640 | NO | M | 10202116 | BELT, NYLON SLING, 3" x 4 MTR, | EA | UNBW | Not ordered | NO | NO
MM25 | 10900641 | NO | M | 10202117 | BELT, NYLON SLING, 4" x 12 MTR, | EA | UNBW | Not ordered | NO | NO
MM25 | 10900645 | NO | M | 10202120 | BELT, NYLON SLING, 4" x 6 MTR | EA | UNBW | Not ordered | NO | NO
MM25 | 10900648 | NO | M | 10202121 | BELT, NYLON SLING, 6" x 6 MTR | EA | UNBW | Not ordered | NO | NO
MM25 | 10900668 | X | M | NO | BLANK | EA | UNBW | Not ordered | NO | NO
MM25 | 10900669 | X | M | NO | BLANK | EA | UNBW | Not ordered | NO | NO
ITM1 | 10900675 | X | M | NO | SERVER,HP,FOR SOLAR WIND APPLICATION | EA | UNBW | Not ordered | NO | NO
MM25 | 10900681 | NO | M | NO | PRESSURE GAUGE 0-25 BAR | EA | UNBW | Not ordered | 10900681 | NO
EM23 | 10900683 | NO | M | NO | VOLTAGE REGULATOR 220 | SET | UNBW | Not ordered | 10900683 | NO
EM23 | 10900684 | NO | M | NO | 2 WAY RADIO | SET | UNBW | Not ordered | 10900684 | NO
MM25 | 10900686 | NO | M | NO | ABB CRIMPER 1MRK001593 | SET | UNBW | Not ordered | 10900686 | NO
EM11 | 10900687 | NO | M | NO | ABB TEST PLUG (WITH LEAD) | SET | UNBW | Not ordered | 10900687 | NO
EM11 | 10900688 | NO | M | NO | ABB TESTING HANDLE (18 PIN) | SET | UNBW | Not ordered | 10900688 | NO
EM11 | 10900689 | NO | M | NO | ABB TESTING HANDLE (24 PIN) | SET | UNBW | Not ordered | 10900689 | NO
IM14 | 10900690 | X | M | NO | AUTO LEVEL (360 DEG) | SET | UNBW | Not ordered | NO | NO
CM13 | 10900691 | X | M | NO | CABLE CUTTER 31 1/2"" LONG | SET | UNBW | Not ordered | NO | NO
EM33 | 10900692 | X | M | NO | MILLIAMP PROCESS CLAMP METER | SET | UNBW | Not ordered | NO | NO
EM33 | 10900694 | X | M | NO | CRIMPING TOOL 120-240 MM | SET | UNBW | Not ordered | NO | NO
EM33 | 10900695 | X | M | NO | CROCODILE JACK | SET | UNBW | Not ordered | NO | NO
EM33 | 10900696 | X | M | NO | D SHACKLE | SET | UNBW | Not ordered | NO | NO
IM14 | 10900699 | X | M | NO | DIAL TEST INDICATOR W/ STAND | SET | UNBW | Not ordered | NO | NO
MM25 | 10900702 | NO | M | NO | HEAD SET | SET | UNBW | Not ordered | 10900702 | NO
EM33 | 10900704 | X | M | NO | HILTI NAIL GUN | SET | UNBW | Not ordered | NO | NO
MM25 | 10900705 | X | M | NO | HYDROTEST PUMP | SET | UNBW | Not ordered | NO | NO
MM25 | 10900707 | NO | M | NO | IMPACT WRENCH 12.7MM | EA | UNBW | Not ordered | 10900707 | NO
MM25 | 10900708 | X | M | NO | IMPACT WRENCH DR 1/2" | EA | UNBW | Not ordered | NO | NO
MM25 | 10900709 | NO | M | NO | INDUSTRIAL SCOPEMETER 40MHZ | EA | UNBW | Not ordered | 10900709 | NO
MM25 | 10900710 | NO | M | NO | KNOCK OUT PUNCH 1/2" - 2" | SET | UNBW | Not ordered | 10900710 | NO
MM25 | 10900711 | X | M | NO | MANUAL CRIMPING TOOL 16 MM | SET | UNBW | Not ordered | NO | NO
MM25 | 10900713 | NO | M | NO | PENCIL GRINDER | SET | UNBW | Not ordered | 10900713 | NO
ITM2 | 10900714 | NO | M | NO | OPTICAL COMMUNICATION CABLE | SET | UNBW | Not ordered | 10900714 | NO
MM25 | 10900715 | NO | M | NO | PORTABLE PNEUMATIC TEST PUMP | SET | UNBW | Not ordered | 10900715 | NO
ITM1 | 10900716 | X | M | NO | PORTABLE RADIO | SET | UNBW | Not ordered | NO | NO
EM23 | 10900718 | NO | M | NO | PRESSURE INDICATOR | SET | UNBW | Not ordered | 10900718 | NO
IM11 | 10900719 | X | M | NO | PROCESS METER | SET | UNBW | Not ordered | NO | NO
MM25 | 10900720 | NO | M | NO | SOCKET SET 1/2" Dr" | EA | UNBW | Not ordered | NO | NO
MM25 | 10900721 | NO | M | NO | SOLDERING STATION | EA | UNBW | Not ordered | 10900721 | NO
MM25 | 10900722 | NO | M | NO | SPRAY GUN | EA | UNBW | Not ordered | 10900722 | NO
MM25 | 10900723 | NO | M | NO | EVACUATING REFILLING DEVICE,DILO3014R022 | EA | UNBW | Not ordered | 10900723 | NO
ITM1 | 10900724 | NO | M | NO | INTERCOM SET | EA | UNBW | Not ordered | 10900724 | NO
MM25 | 10900725 | NO | M | NO | NAIL GUN | EA | UNBW | Not ordered | 10900725 | NO
EM11 | 10900726 | NO | M | NO | ABB SEPARATE SOURCE TEST PLUG | SET | UNBW | Not ordered | 10900726 | NO
EM11 | 10900727 | NO | M | NO | ABB TEST PLUG (WITHOUT LEAD) | SET | UNBW | Not ordered | 10900727 | NO
ITM4 | 10900729 | X | M | NO | COPIER DEVELOP,INE0423,WITH ADF+DUPLEX | EA | UNBW | Not ordered | NO | NO
MM25 | 10900731 | NO | M | NO | HOLE SAW CUTTER WITH HARBAR BIT 25MM | EA | UNBW | Not ordered | NO | NO
MM25 | 10900732 | X | M | NO | HOLE SAW CUTTER WITH HARBAR BIT 22MM | EA | UNBW | Not ordered | NO | NO
MM25 | 10900742 | NO | M | NO | GAS DETECTOR,GAS ALERT MAX ST-4 GAS | EA | UNBW | Not ordered | NO | NO
MM25 | 10900743 | NO | M | NO | SPANNER SET, TERRI (FOR SMALL FITTINGS) | SET | UNBW | Not ordered | NO | NO
MM25 | 10900744 | NO | M | NO | FORCEPS | EA | UNBW | Not ordered | NO | NO
MM25 | 10900745 | NO | M | NO | MULTIMETER - FLUKE,IP67, DIGITAL,RUGGED | EA | UNBW | Not ordered | NO | NO
MM25 | 10900746 | NO | M | NO | CORE CUTTING BIT, 127MM x 500MM LONG, | EA | UNBW | Not ordered | NO | NO
IM16 | 10900751 | NO | M | NO | ANEMOMETER AM4206 | EA | UNBW | Not ordered | 10900751 | NO
NO | 10900785 | X | M | NO | WATER TANK, 5000 LITERS | EA | UNBW | Not ordered | NO | NO
MM25 | 10900789 | NO | M | NO | TEST GAUGE (0 - 16 KG/CM2) | EA | UNBW | Not ordered | 10900789 | NO
MM25 | 10900790 | NO | M | NO | PRESSURE GAUGE (0-1000 PSI) | EA | UNBW | Not ordered | 10900790 | NO
EM33 | 10900792 | X | M | NO | TOOL KIT,NON METALLIC, WITH PADLOCK | EA | UNBW | Not ordered | NO | NO
EM33 | 10900794 | X | M | NO | DIGITAL MULTIMETER,FLUKE,289 True RMS | EA | UNBW | Not ordered | NO | NO
EM33 | 10900795 | X | M | NO | 9" INSULATED 5 IN 1 LINEMAN'S PLIER | EA | UNBW | Not ordered | NO | NO
EM33 | 10900796 | X | M | NO | LONG NOSE PLIER,INSULATED, 8",1000V | EA | UNBW | Not ordered | NO | NO
EM33 | 10900797 | X | M | NO | POWERLOCK MEASUREMENT TAPE,5 M | EA | UNBW | Not ordered | NO | NO
EM33 | 10900798 | X | M | NO | INSULATED DIAGONAL CUTTING PLIER, 7",8" | EA | UNBW | Not ordered | NO | NO
EM33 | 10900799 | X | M | NO | CHANNELLOCK 440 TONGUE&GROOVE PLIER,12" | EA | UNBW | Not ordered | NO | NO
EM33 | 10900801 | X | M | NO | HARD CASE DIY LED MAGNET HEAD LIGHT | EA | UNBW | Not ordered | NO | NO
EM33 | 10900802 | X | M | NO | HV GLOVES,CLASS 2,17000V,SIZE 12 | PAA | UNBW | Not ordered | NO | NO
EM33 | 10900803 | X | M | NO | METRIC NUT DRIVER SET,7 PCS | EA | UNBW | Not ordered | NO | NO
EM33 | 10900804 | X | M | NO | LONG ARM SAE&Metric HEX KEY SET ,22 PCS | SET | UNBW | Not ordered | NO | NO
EM33 | 10900805 | X | M | NO | SLOTTED SCREW HOLDING DRIVER SET,3PCS | SET | UNBW | Not ordered | NO | NO
EM33 | 10900806 | X | M | NO | FUSE PULLER ,00 TO 3,FOR NH TYPE FUSES | EA | UNBW | Not ordered | NO | NO
EM33 | 10900807 | X | M | NO | HAND CRIMPER PLIER TOOL FOR 24-14 AWG | EA | UNBW | Not ordered | NO | NO
EM33 | 10900808 | X | M | NO | QUICKSLIDE ELECTRICIAN KNIFE | EA | UNBW | Not ordered | NO | NO
EM33 | 10900809 | X | M | NO | STEEL FISH TAPE-100 FEET | EA | UNBW | Not ordered | NO | NO
EM33 | 10900810 | X | M | NO | ELECTRICAL INSULATED RUBBER GLOVES | PAA | UNBW | Not ordered | NO | NO
EM33 | 10900811 | X | M | NO | HEXAGON RE THREADING DIE SET,16 PCS | SET | UNBW | Not ordered | NO | NO
EM33 | 10900812 | X | M | NO | METRIC & SAE TAP DIE SET | SET | UNBW | Not ordered | NO | NO
EM33 | 10900813 | X | M | NO | 1/2 INCH IMPACT WRENCH BARE TOOL | SET | UNBW | Not ordered | NO | NO
EM33 | 10900814 | X | M | NO | SAE & METRIC COMBINATION WRENCH SET | SET | UNBW | Not ordered | NO | NO
EM33 | 10900815 | X | M | NO | SOCKET SET (97-542),70 PCS | SET | UNBW | Not ordered | NO | NO
EM33 | 10900816 | X | M | NO | 30" 1 SAE&METRIC ALLEN KEY SET | SET | UNBW | Not ordered | NO | NO
EM33 | 10900817 | X | M | NO | STRAIGHT PIPE WRENCH,24" | EA | UNBW | Not ordered | NO | NO
EM33 | 10900818 | X | M | NO | STRAIGHT PIPE WRENCH,18" | EA | UNBW | Not ordered | NO | NO
EM33 | 10900819 | X | M | NO | STRAIGHT PIPE WRENCH,14" | EA | UNBW | Not ordered | NO | NO
EM33 | 10900820 | X | M | NO | SHAFT ALIGNMENT TOOL,SKF,TKSA 11 | EA | UNBW | Not ordered | NO | NO
EM33 | 10900821 | X | M | NO | WOODEN HANDLE BALL PEIN HAMMER,0.5 KG | EA | UNBW | Not ordered | NO | NO
EM33 | 10900822 | X | M | NO | HEAVY DUTY FIBREGLASS STEP LADDER,3 M | EA | UNBW | Not ordered | NO | NO
EM33 | 10900823 | X | M | NO | HEAVY DUTY FIBREGLASS STEP LADDER,5 M | EA | UNBW | Not ordered | NO | NO
EM33 | 10900824 | X | M | NO | HEAVY DUTY AIR BLOWER,230V | EA | UNBW | Not ordered | NO | NO
EM33 | 10900825 | X | M | NO | HEAVY DUTY VACUUM CLEANER,1200W,10.5KG | EA | UNBW | Not ordered | NO | NO
EM33 | 10900826 | X | M | NO | CAT 2 ARC FLASH PROTECTION KIT | SET | UNBW | Not ordered | NO | NO
EM33 | 10900827 | X | M | NO | AUTOMATIC PRECISION WIRE STRIPPER PLIER | EA | UNBW | Not ordered | NO | NO
EM33 | 10900828 | X | M | NO | SCREWDRIVER,1", 4", 6", 8", 10" | SET | UNBW | Not ordered | NO | NO
EM33 | 10900829 | X | M | NO | SCREWDRIVER,INSULATEED,1",4",6",8",10" | SET | UNBW | Not ordered | NO | NO
EM33 | 10900830 | X | M | NO | HAND HACKSAW FRAME ,300 MM | EA | UNBW | Not ordered | NO | NO
EM33 | 10900831 | X | M | NO | CURVE CLAW HAMMER,FIBREGLASS ,1/2 KG | EA | UNBW | Not ordered | NO | NO
EM33 | 10900832 | X | M | NO | HIGH VOLTAGE TRACER,AMPORBE,TIC 300 | EA | UNBW | Not ordered | NO | NO
EM33 | 10900833 | X | M | NO | INSULATED DIAGONAL CUTTER,51/4 ",1000V | EA | UNBW | Not ordered | NO | NO
EM33 | 10900834 | X | M | NO | GROOVE JOINT PLIER,6 " | EA | UNBW | Not ordered | NO | NO
EM33 | 10900835 | X | M | NO | GROOVE JOINT PLIER,10 " | EA | UNBW | Not ordered | NO | NO
EM33 | 10900836 | X | M | NO | 2 SPEED HAMMER DRILL MACHINE,1/2" | EA | UNBW | Not ordered | NO | NO
EM33 | 10900837 | X | M | NO | COMPACT CORDLESS HAMMER DRILL KIT,3/8 " | EA | UNBW | Not ordered | NO | NO
EM33 | 10900838 | X | M | NO | WRENCH ADJUSTABLE,8" & 10" | EA | UNBW | Not ordered | NO | NO
EM33 | 10900839 | X | M | NO | STRAIGHT PIPE WRENCH,8" & 12" | EA | UNBW | Not ordered | NO | NO
EM33 | 10900840 | X | M | NO | CURVED JAW VICE GRIP,10 " | EA | UNBW | Not ordered | NO | NO
EM33 | 10900841 | X | M | NO | FILE ROUND SMOOTH, 4", 6" & 8" | EA | UNBW | Not ordered | NO | NO
EM33 | 10900842 | X | M | NO | FILE HALF ROUND SMOOTH,4", 6"&8" | SET | UNBW | Not ordered | NO | NO
EM33 | 10900843 | X | M | NO | HARD CASE DIY LED MAGNET HEAD LIGHT | EA | UNBW | Not ordered | NO | NO
EM33 | 10900844 | X | M | NO | ELECTRIC SOLDERING GUN,3/8" TO 3",220V | EA | UNBW | Not ordered | NO | NO
EM33 | 10900845 | X | M | NO | DESOLDERING PUMP | EA | UNBW | Not ordered | NO | NO
MM25 | 10900846 | NO | M | NO | PRESSURE GAUGE (0 - 400 BAR) | EA | UNBW | Not ordered | 10900846 | NO
MM25 | 10900847 | NO | M | NO | PRESSURE GAUGE (0 - 60 BAR) | EA | UNBW | Not ordered | 10900847 | NO
MM25 | 10900848 | NO | M | NO | PRESSURE GAUGE (0 - 70 BAR) | EA | UNBW | Not ordered | 10900848 | NO
MM25 | 10900849 | NO | M | NO | TEST GAUGE (0 - 20 BAR) | EA | UNBW | Not ordered | 10900849 | NO
MM25 | 10900850 | NO | M | NO | TEST GAUGE (0 - 6 BAR) | EA | UNBW | Not ordered | 10900850 | NO
EM23 | 10900853 | X | M | 9053 | MICRO OHMETER MEGGER W/ CABLE SET | SET | UNBW | Not ordered | NO | NO
EM23 | 10900855 | X | M | NO | CABLE DETECTOR | EA | UNBW | Not ordered | NO | NO
MM25 | 10900856 | X | M | NO | COMPRESSED AIR DRYER MEMBRANE | EA | UNBW | Not ordered | NO | NO
MM25 | 10900857 | NO | M | NO | ADJUSTABLE CHANNELLOCK 5" (MONKEY PLIER) | EA | UNBW | Not ordered | NO | NO
MM25 | 10900858 | NO | M | NO | ELECTRICAL TOOL BOX | SET | UNBW | Not ordered | NO | NO
EM23 | 10900880 | X | M | 9051 | CLAMP METER CMP-200 | SET | UNBW | Not ordered | NO | NO
EM23 | 10900882 | NO | M | 9045 | MULTIFUNCTIONAL PRIMARY TEST SYSTEM | SET | UNBW | Not ordered | 10900882 | NO
EM11 | 10900898 | NO | M | NO | ADJUSTABLE DC POWER SUPPLY, 30V-15A | EA | UNBW | Not ordered | NO | NO
MM25 | 10900903 | NO | M | NO | LADDER,FIBER GLASS-EXTENDABLE, 6 MTR | EA | UNBW | Not ordered | NO | NO
MM17 | 10900912 | NO | M | NO | DOSING PUMP 220 VOLTS | EA | UNBW | Not ordered | NO | NO
EM18 | 10900913 | X | M | NO | RADIATOR HEATER 220V, 2500WATTS | EA | UNBW | Not ordered | NO | NO
MM30 | 10900915 | NO | M | NO | ACETYLEN GAS CYL.W/SAFETY CAP,5KG,200PSI | EA | UNBW | Not ordered | NO | NO
AM05 | 10900920 | X | M | NO | PLASTIC BIN SIZE 2,L165xW102xH76xD152mm | EA | UNBW | Not ordered | NO | NO
CM12 | 10900931 | NO | M | NO | WATER TANK, 3000 LITERS | EA | UNBW | Not ordered | NO | NO
MM25 | 10900937 | NO | M | NO | INDUSTRIAL STAND FAN, 24” HEAVY DUTY | EA | UNBW | Not ordered | NO | NO
ZM33 | 10900938 | NO | M | NO | FORKLIFT 7 TON | EA | UNBW | Not ordered | NO | NO
MM25 | 10900939 | NO | M | NO | FERITSCOPE, FMP 30 (FERRITE MEASUREMENT) | EA | UNBW | Not ordered | NO | NO
MM25 | 10900940 | NO | M | NO | KRAUTKRAMER MIC 10 (HARDNESS TESTER) | EA | UNBW | Not ordered | NO | NO
MM25 | 10900941 | NO | M | NO | NITON XL2 980 XRF ALLOY ANALYZER | EA | UNBW | Not ordered | NO | NO
MM29 | 10900942 | NO | M | NO | SKID LOADER | EA | UNBW | Not ordered | NO | NO
AM03 | 10900953 | NO | M | NO | DUMBBELS,5 Kg | EA | UNBW | Not ordered | NO | NO
AM03 | 10900955 | NO | M | NO | DUMBBELS,10 Kg | EA | UNBW | Not ordered | NO | NO
AM03 | 10900956 | NO | M | NO | DUMBBELS,15 Kg | EA | UNBW | Not ordered | NO | NO
MM25 | 10900968 | NO | M | NO | HAMMER, CARPENTRY WITH PLASTIC HANDLE | EA | UNBW | Not ordered | NO | NO
MM25 | 10900970 | NO | M | NO | ELCOMETER 500, CONCRETE COATING GAUGE | EA | UNBW | Not ordered | NO | NO
MM25 | 10900971 | NO | M | NO | ELCOMETER 456, PAINT DFT GAUGE | EA | UNBW | Not ordered | NO | NO
MM25 | 10900972 | NO | M | NO | FLUKE 566, INFRARED THERMOMETER | EA | UNBW | Not ordered | NO | NO
MM25 | 10900973 | NO | M | NO | AC ELECTROMAGNETIC YOKE, Y-1, MAGNAFLUX | EA | UNBW | Not ordered | NO | NO
MM25 | 10900974 | NO | M | NO | UT MACHINE, KRAUTKRAMER, USM 35 | EA | UNBW | Not ordered | NO | NO
MM07 | 10900976 | NO | M | NO | MOTOR,WATER, 1", 0.5 HP, 220V, | EA | UNBW | Not ordered | NO | NO
MM25 | 10900997 | NO | M | NO | KNOCKOUT PUNCH, 1/2" - 2" | EA | UNBW | Not ordered | NO | NO
AM03 | 10901000 | NO | M | NO | BIOMETRIC SYSTEM FOR EMPLOYEES ATTENDAN | EA | UNBW | Not ordered | NO | NO
AM03 | 10901001 | NO | M | NO | BREATHE ALCOHOL CHECKUP INSTRUMENT | EA | UNBW | Not ordered | NO | NO
AM03 | 10901002 | NO | M | NO | CABLE TV FACILITY AT JAL CAMP | SET | UNBW | Not ordered | NO | NO
MM25 | 10901008 | NO | M | NO | SCAFFOLDING STEEL BOARD,9"x1-1/2",1 MTR | EA | UNBW | Not ordered | NO | NO
MM25 | 10901009 | NO | M | NO | SCAFFOLDING STEEL BOARD,9"x1-1/2",1.5 MT | EA | UNBW | Not ordered | NO | NO
MM25 | 10901010 | NO | M | NO | SCAFFOLDING STEEL BOARD,9"x1-1/2",2 MTR | EA | UNBW | Not ordered | NO | NO
MM25 | 10901011 | NO | M | NO | SCAFFOLDING STEEL BOARD,9"x1-1/2", 3 MTR | EA | UNBW | Not ordered | NO | NO
MM25 | 10901012 | NO | M | NO | SCAFFOLDING STEEL BOARD,9"x1-1/2", 4 MTR | EA | UNBW | Not ordered | NO | NO
MM25 | 10901029 | NO | M | NO | COMBINATION SPANNER, 10 MM | EA | UNBW | Not ordered | NO | NO
MM25 | 10901030 | NO | M | NO | NYLON SLING BELT, 1" x 2 MTR | EA | UNBW | Not ordered | NO | NO
MM25 | 10901032 | NO | M | NO | LONG SOCKET WRENCH SET, UPTO 36 MM | SET | UNBW | Not ordered | NO | NO
AM03 | 10901038 | NO | M | NO | TIME ATTENDANCE, FINGER PRINT & FACE REC | EA | UNBW | Not ordered | NO | NO
MM25 | 10901040 | NO | M | NO | CONDUIT THREADING MACHINE,1/2"-3",220V | EA | UNBW | Not ordered | NO | NO
CM12 | 10901041 | NO | M | NO | WATER TANKER(VEHICLE),10000 LTR CAP TANK | EA | UNBW | Not ordered | NO | NO
AM03 | 10901043 | NO | M | NO | PORTABLE CABIN,FIBER CEMENT BOARD TYPE | EA | UNBW | Not ordered | NO | NO
IM01 | 11000000 | X | M | MIINS0697 | SAMPLE THERMISTOR,TELEDYNE,019340000 | EA | ZCHN | Not ordered | NO | NO
IM01 | 11000001 | X | M | MIINS0690 | ASSY,THERMISTOR,TELEDYNE,003291500 | EA | ZCHN | Not ordered | NO | NO
IM01 | 11000002 | X | M | MIINS0695 | FILTER,WINDOW SAMPLE,TELEDYNE,016290000 | EA | ZCHN | Not ordered | NO | NO
IM01 | 11000003 | X | M | MIINS0694 | OUTPUT MIRROR,TELEDYNE,010800000 | EA | ZCHN | Not ordered | NO | NO
IM01 | 11000004 | X | M | MIINS0699 | HEATER,OPTICAL BENCH,TELEDYNE,037250000 | EA | ZCHN | Not ordered | NO | NO
IM01 | 11000005 | X | M | MIINS0703 | MOTHER BOARD,TELEDYNE,040690100 | EA | ZCHN | Not ordered | NO | NO
IM01 | 11000006 | X | M | MIINS0708 | WINDOW,SAPPHIRE,TELEDYNE,OP0000009 | EA | ZCHN | Not ordered | NO | NO
IM01 | 11000007 | X | M | MIINS0709 | POWER SUPPLY,TELEDYNE,PS0000025,+12V | EA | ZCHN | Not ordered | NO | NO
IM01 | 11000008 | X | M | MIINS0712 | SPRING,FLOW CONTROL,TELEDYNE,HW0000090 | EA | ZCHN | Not ordered | NO | NO
IM01 | 11000009 | X | M | MIINS0698 | DEMODULATOR BOARD,TELEDYNE,036110100 | EA | ZCHN | Not ordered | NO | NO
IM01 | 11000010 | X | M | MIINS0700 | ASSY,FAN REAR PANEL,TELEDYNE,040010000 | EA | ZCHN | Not ordered | NO | NO
IM18 | 11000011 | X | M | MIINS0701 | PNEUMATIC SENSOR BOARD,TELEDYNE,40030100 | EA | ZCHN | Not ordered | NO | NO
IM01 | 11000012 | X | M | MIINS0702 | CO SCRUBBER ASSEMBLY,TELEDYNE,040370000 | EA | ZCHN | Not ordered | NO | NO
IM18 | 11000013 | NO | M | MIINS0341 | MODULE,TRANSMITTER,DETCON,927-215500-100 | EA | ZCHN | Not ordered | 11000013 | 11000013
IM01 | 11000015 | X | M | MIINS0711 | FILTER,SINTERED,TELEDYNE,FL0000001 | EA | ZCHN | Not ordered | NO | NO
IM01 | 11000018 | X | M | MIINS0705 | CPU,TELEDYNE,041710000 | EA | ZCHN | Not ordered | NO | NO
IM01 | 11000020 | X | M | MIINS0691 | ASSY,MOTOR WHEEL HEATER,TELEDYNE,6110200 | EA | ZCHN | Not ordered | NO | NO
IM01 | 11000021 | X | M | MIINS0710 | POWER SUPPLY,TELEDYNE,PS0000011,+5/±15V | EA | ZCHN | Not ordered | NO | NO
IM01 | 11000023 | X | M | MIINS0696 | CONVERTOR,CATALYST,TELYDINE,016910000 | EA | ZCHN | Not ordered | NO | NO
MM05 | 11000024 | X | M | PKACC0020 | NAIL,WOOD,3" | EA | ZCHN | Not ordered | NO | NO
IM22 | 11000026 | X | M | MIEEQ0083 | TRANSMITTER,LEVEL,MAGNETROL,X705-520AE10 | EA | ZCHN | Not ordered | NO | NO
AM01 | 11000027 | NO | M | PKACC0024 | WOOD,2"x4",L3.9m,FOR PACKING OF PANEL | EA | ZCHN | Not ordered | 11000027 | NO
IM22 | 11000028 | X | M | MIEEQ0079 | TRANSMITTER,LEVEL,MAGNETROL,705-51AA-E10 | EA | ZCHN | Not ordered | NO | NO
IM01 | 11000030 | X | M | MIINS0693 | INPUT MIRROR,TELEDYNE,010790000 | EA | ZCHN | Not ordered | NO | NO
IM01 | 11000031 | X | M | MIINS0704 | RELAY BOARD,TELEDYNE,041350000 | EA | ZCHN | Not ordered | NO | NO
IM01 | 11000032 | X | M | MIINS0717 | SPARES KIT,TELEDYNE,040360100,F/ANALYSER | EA | ZCHN | Not ordered | NO | NO
IM22 | 11000033 | NO | M | MIINU0003 | ELECTRONIC MODULE,MAGNETROL,Z312835001 | EA | ZCHN | Not ordered | 11000033 | 11000033
IM22 | 11000037 | X | M | MIEEQ0080 | PROBE,GUIDED WAVE,MAGNETROL,7MR-A240-040 | EA | ZCHN | Not ordered | NO | NO
IM04 | 11000039 | X | M | ECRTA0020 | RESISTOR,NETWORK,GE,245-0014,130V,10K | BOX | ZCHN | Not ordered | NO | NO
IM04 | 11000050 | X | M | ECRTA0024 | RESISTOR,PR1/4A,GE,TC25250R,0.01%,250R | EA | ZCHN | Not ordered | NO | NO
IM18 | 11000054 | X | M | GDPRT0256 | MODULE,BRIDGE,DETCON,500-005132-100 | EA | ZCHN | Not ordered | NO | NO
IM18 | 11000071 | X | M | MIINS0400 | SENSOR ASSY,GAS,DETCON,967-215520-100 | EA | ZCHN | Not ordered | NO | NO
IM18 | 11000073 | X | M | N/A | DELETED | EA | ZCHN | Not ordered | NO | NO
IM18 | 11000082 | X | M | GDDET0270 | SENSOR ASSY,H2S,DETCON,967-011520-100 | EA | ZCHN | Not ordered | NO | NO
IM18 | 11000084 | X | M | GDPRT0259 | SENSOR,MOS H2S,DETCON,9H7-011520-100 | EA | ZCHN | Not ordered | NO | NO
IM18 | 11000092 | X | M | GDDET0267 | SENSOR ASSY,OXYGEN,DETCON,967-345520-025 | EA | ZCHN | Not ordered | NO | NO
IM18 | 11000093 | X | M | GDDET0249-A | SENSOR ASSY,OXYGEN,DETCON,967-341520-025 | EA | ZCHN | Not ordered | NO | NO
IM18 | 11000105 | X | M | GSSNR0032 | SENSOR,VOC GAS,DETCON,9H7-P11520-010 | EA | ZCHN | Not ordered | NO | NO
IM18 | 11000118 | X | M | GDDET0350 | MODULE,TRANSMITTER,DETCON,927-345500-000 | EA | ZCHN | Not ordered | NO | NO
IM18 | 11000125 | X | M | GDPRT0200 | SENSOR ASSY,H2S,DETCON,966-242480-100 | PAC | ZCHN | Not ordered | NO | NO
IM18 | 11000133 | X | M | GDDET0248 | JUNCTION BOX,STD,DETCON,897-850901-010 | EA | ZCHN | Not ordered | NO | NO
IM18 | 11000134 | X | M | GDDET0249-B | JUNCTION BOX,STD,DETCON,897-850901-316 | EA | ZCHN | Not ordered | NO | NO
IM18 | 11000143 | X | M | GDDET0237 | GUARD,DUST,DETCON,943-002274-000,7/8x14 | EA | ZCHN | Not ordered | NO | NO
IM18 | 11000145 | X | M | GDDET0052 | ENCLOSURE,DETCON,954-061050-000,NEMA 4X | EA | ZCHN | Not ordered | NO | NO
IM18 | 11000146 | X | M | GDPRT0224 | ENCLOSURE,DETCON,954-101050-000,NEMA 4X | EA | ZCHN | Not ordered | NO | NO
IM18 | 11000150 | X | M | GDELM0014 | ENCLOSURE,DETCON,954-081250-000,NEMA 4X | EA | ZCHN | Not ordered | NO | NO
IM18 | 11000156 | X | M | N/A | DELETED | EA | ZCHN | Not ordered | NO | NO
IM18 | 11000157 | X | M | N/A | DELETED | EA | ZCHN | Not ordered | NO | NO
IM22 | 11000171 | NO | M | MIEEQ0081 | ULTRASONIC LVL SWITCH, PN: 910-AMAH-004 | EA | ZCHN | Not ordered | NO | NO
IM01 | 11000172 | NO | M | MIINS0136 | ANALYZER,MOISTURE,TELEDYNE,8800P | EA | ZCHN | Not ordered | 11000172 | 11000172
IM18 | 11000173 | X | M | GDDET0334 | SOLAR PANEL,DETCON,975-SX320J-012,20W | EA | ZCHN | Not ordered | NO | NO
IM22 | 11000176 | X | M | GDINU0043 | TRANSMITTER,LEVEL,MAGNETROL,705-510A-320 | EA | ZCHN | Not ordered | NO | NO
IM01 | 11000177 | X | M | MIINS0689 | ANALYZER,TRACE OXYGEN,TELEDYNE,3000TA | EA | ZCHN | Not ordered | NO | NO
IM22 | 11000179 | X | M | GDINU0038 | SWITCH,LEVEL,MAGNETROL,XA10-DH3H-CNB | EA | ZCHN | Not ordered | NO | NO
IM18 | 11000180 | X | M | GDDET0338 | REMOTE DISPLAY PANEL,DETCON,X40-RDN7 | EA | ZCHN | Not ordered | NO | NO
IM18 | 11000181 | X | M | GDDET0341 | CELL,LEL,GMI,64825 | KIT | ZCHN | Not ordered | NO | NO
EM08 | 11000182 | NO | M | CBCAS0020 | ASSEMBLY,CABLE,D20,GE,977-0089/72 | EA | ZCHN | Not ordered | 11000182 | NO
IM18 | 11000183 | X | M | ECSNR0004 | ADAPTER,SENSOR,TELEDYNE,B-66378 | EA | ZCHN | Not ordered | NO | NO
IM18 | 11000184 | X | M | ECINU0117 | SENSOR,TELEDYNE,C06689-B2XL | EA | ZCHN | Not ordered | NO | NO
IM01 | 11000185 | X | M | ECINU0103 | CELL HOLDER,TELEDYNE,B-56604,BOTTOM,SS | EA | ZCHN | Not ordered | NO | NO
IM01 | 11000186 | X | M | ANANZ0236 | RT CONNECTOR,TELEDYNE,T976 | EA | ZCHN | Not ordered | NO | NO
EM08 | 11000187 | NO | M | ECRTA0011 | ADAPTER,DIGITAL INPUT,GE,530-0133,125V | EA | ZCHN | Not ordered | 11000187 | NO
IM01 | 11000188 | X | M | ECINU0105 | MAIN COMPUTER STANDARD,TELEDYNE,C-73870C | EA | ZCHN | Not ordered | NO | NO
EM08 | 11000190 | NO | M | ECRTA0002 | ADAPTOR,ANALOG,I/P,GE,530-0005,1MA/1V | EA | ZCHN | Not ordered | 11000190 | 11000190
IM22 | 11000191 | X | M | ECINU0113 | PROBE,CAPACITANCE,MAGNETROL,8CA-4A1A-137 | EA | ZCHN | Not ordered | NO | NO
IM22 | 11000192 | NO | M | CNINU0002 | GASKET,E-TUBE,MAGNETROL,012-1301-002,STD | EA | ZCHN | Not ordered | 11000192 | 11000192
EM08 | 11000193 | X | M | CBCAS0006 | ASSEMBLY,CABLE,D20,GE,977-0089/318 | EA | ZCHN | Not ordered | NO | NO
EM11 | 11000194 | X | M | ANANZ0075 | ANALYTICAL INSTRUMENT,TELEDYNE,C06689L2C | EA | ZCHN | Not ordered | NO | NO
IM18 | 11000195 | X | M | ANPRT0004 | MOISTURE SENSOR ELEMENT,TELEDYNE,XTR100 | EA | ZCHN | Not ordered | NO | NO
EM08 | 11000196 | NO | M | CBCAS0005 | CABLE,FAIL OVER,GE,977-0161/36,RS232 | EA | ZCHN | Not ordered | 11000196 | NO
IM02 | 11000197 | NO | M | ANANZ0126 | BEACON,XENON,MEDC,SM87HXBAUL024RY3L3RYNR | EA | ZCHN | Not ordered | 11000197 | NO
IM22 | 11000198 | X | M | EIACC0107 | PROBE,GUIDED WAVE,MAGNETROL,7EF-B548-072 | EA | ZCHN | Not ordered | NO | NO
MM06 | 11000200 | X | M | EIACC0091 | CARTRIDGE FILTER,CF,12.32.5.CK,COALESCER | EA | ZCHN | Not ordered | NO | NO
MM05 | 11000201 | X | M | MIPNL0043 | O-RING,TELEDYNE,O38 | EA | ZCHN | Not ordered | NO | NO
IM25 | 11000202 | X | M | EIACC0112 | CHAMBER,CS,4"X600,NACE COMP.,MAGNETROL | KIT | ZCHN | Not ordered | NO | NO
MM06 | 11000204 | X | M | GDELM0114 | AUTOMATIC DRAIN(1),CF,DF05.221 | EA | ZCHN | Not ordered | NO | NO
IM22 | 11000206 | X | M | GDELM0112 | INDICATOR,LEVEL,MAGNETROL,GSE-H23F-075 | EA | ZCHN | Not ordered | NO | NO
IM18 | 11000207 | NO | M | GDPRT0093 | SENSOR ASSY,DETCON,965444480100,0-100PPM | EA | ZCHN | Not ordered | 11000207 | 11000207
EM08 | 11000209 | NO | M | CBCAS0002 | CABLE ASSY,WESDAC D20M IF,GE,965-0011/12 | EA | ZCHN | Not ordered | 11000209 | NO
IM22 | 11000210 | X | M | ECINU0120 | TRANSMITTER,LEVEL,MAGNETROL,355-510A-C0B | EA | ZCHN | Not ordered | NO | NO
IM18 | 11000211 | X | M | ECSNR0022 | SENSOR ASSY,VOC,DETCON,967-P15520-010 | EA | ZCHN | Not ordered | NO | NO
IM22 | 11000212 | X | M | GDELM0111 | INDICATOR,LEVEL,MAGNETROL,X1MT-AA1AAENN+ | EA | ZCHN | Not ordered | NO | NO
IM22 | 11000213 | X | M | GDELM0131 | INDICATOR,LVL,MAGNETROL,XAAA1DBS-2A0/071 | EA | ZCHN | Not ordered | NO | NO
IM22 | 11000214 | X | M | GDELM0132 | INDICATOR,MAGNETIC LEVEL,XGSD-H43F-438 | EA | ZCHN | Not ordered | NO | NO
EM19 | 11000216 | X | M | GDELM0138 | BEACON,XENON,5 JOULE,XB11UL12006RNBNYNN | EA | ZCHN | Not ordered | NO | NO
IM18 | 11000217 | NO | M | GDINU0015 | CABLE,HEAT DETECTOR,DETCON,PHSC-220-XCR | M | ZCHN | Not ordered | 11000217 | 11000217
IM22 | 11000218 | NO | M | GDINU0021 | TRANSMITTER PCB,MAGNETROL,030-2163-003 | EA | ZCHN | Not ordered | 11000218 | 11000218
IM22 | 11000219 | X | M | GDINU0031 | TRANSMITTER,LEVEL,MAGNETROL,705-510A-110 | EA | ZCHN | Not ordered | NO | NO
IM22 | 11000220 | X | M | GDINU0042 | SWITCH,LEVEL,MAGNETROL,962-7DA1-030 | EA | ZCHN | Not ordered | NO | NO
IM22 | 11000221 | X | M | GDINU0044 | PROBE,TWIN CABLE,MAGNETROL,X7M7-A530-015 | KIT | ZCHN | Not ordered | NO | NO
IM22 | 11000222 | X | M | GDINU0045 | TRANSMITTER,LEVEL,MAGNETROL,705510A120 | EA | ZCHN | Not ordered | NO | NO
IM04 | 11000227 | X | M | GDELM0194 | MODULE,ELECTRONIC,089-7259-002,MAGNETROL | EA | ZCHN | Not ordered | NO | NO
EM08 | 11000228 | NO | M | CBCAS0015 | ASSEMBLY,CABLE,D20,GE,977-0089/96 | EA | ZCHN | Not ordered | 11000228 | 11000228
IM18 | 11000229 | NO | M | GDELM0192 | SWITCH,DISPERSION,MAGNETROL,TD1-2D00-030 | EA | ZCHN | Not ordered | 11000229 | 11000229
IM22 | 11000231 | X | M | GDELM0209 | TRANSMITTER,DISPLACER LEVEL,XE31-KH4AH1A | EA | ZCHN | Not ordered | NO | NO
EM16 | 11000232 | NO | M | EICAF3920 | CABLE TRAY,LADDER,ALUMINUM,300x100x2mm | EA | ZCHN | Not ordered | 11000232 | NO
IM22 | 11000235 | X | M | GDELM0119 | PROBE,WAVE TDR,MAGNETROL,X7MD-N54N-117 | EA | ZCHN | Not ordered | NO | NO
EM07 | 11000236 | X | M | GDELM0200 | CABLE KIT,089-5802-001,MAGNETROL | EA | ZCHN | Not ordered | NO | NO
EM07 | 11000237 | X | M | GDELM0201 | CABLE KIT,089-5803-001,MAGNETROL | KIT | ZCHN | Not ordered | NO | NO
EM07 | 11000238 | X | M | GDELM0202 | DISPLACER+CABLE KIT,A15,MAGNETROL,X0896+ | EA | ZCHN | Not ordered | NO | NO
IM18 | 11000239 | X | M | GDELM0204 | HOUSING KIT,MAGNETROL,046-4146-010 | EA | ZCHN | Not ordered | NO | NO
IM22 | 11000241 | X | M | GDELM0391 | TRANSMITTER,DISPLACER LEVEL,XE32-AH5CH11 | EA | ZCHN | Not ordered | NO | NO
EM11 | 11000242 | X | M | GDELM0392 | SOUNDER,HORN,UPTO11DB,DB3UL120T2CER,MEDC | EA | ZCHN | Not ordered | NO | NO
IM18 | 11000243 | X | M | GDELM0393 | DISPERSION SWITCH,TD2-7D01-0G1,MAGNETROL | EA | ZCHN | Not ordered | NO | NO
IM01 | 11000244 | NO | M | GDELM0395 | ANALYZER,OIL IN WATER,TELEDYNE,6650 | EA | ZCHN | Not ordered | 11000244 | 11000244
IM22 | 11000245 | X | M | GDELM0397 | INDICATOR,LVL,XABA1EJQ4A0/180,MAGNETROL | EA | ZCHN | Not ordered | NO | NO
IM18 | 11000246 | NO | M | GDELM0398 | SWITCH,FLOAT LVL,T62-BG3D-HM3,MAGNETROL | EA | ZCHN | Not ordered | 11000246 | 11000246
IM18 | 11000248 | X | M | GDELM0400 | SWITCH,LVL,CAGE,XN15-DC23-HMS,MAGNETROL | EA | ZCHN | Not ordered | NO | NO
IM22 | 11000251 | X | M | GDELM0408 | INDICATOR,LEVEL,XBGA-KB4D-385,MAGNETROL | EA | ZCHN | Not ordered | NO | NO
IM22 | 11000252 | X | M | GDELM0414 | TRANSMITTER,GUIDED WAVE LVL,706-511A-B10 | EA | ZCHN | Not ordered | NO | NO
EM11 | 11000253 | NO | M | GDELM0417 | SOUNDER,MEDC,DB3UL048T2CPER | EA | ZCHN | Not ordered | 11000253 | 11000253
IM18 | 11000254 | NO | M | GDINU0036 | DETECTING HEAD,CROWCON,S01749/A/VQ2 | EA | ZCHN | Not ordered | 11000254 | NO
IM22 | 11000255 | X | M | GDINU0041 | SWITCH,LEVEL,MAGNETROL,X910-VM2H-016 | EA | ZCHN | Not ordered | NO | NO
IM22 | 11000256 | X | M | GDINU0046 | TRANSMITTER,GUIDEDWAVETDR LVL,70551AA320 | EA | ZCHN | Not ordered | NO | NO
IM18 | 11000257 | NO | M | GDPRT0167 | DETECTOR,H2S,PLUG IN,DETCON,370242400000 | EA | ZCHN | Not ordered | 11000257 | 11000257
IM18 | 11000258 | X | M | GDPRT0266 | SEPARATION KIT,DETCON,957-X32000-000-070 | KIT | ZCHN | Not ordered | NO | NO
IM18 | 11000259 | X | M | GDPRT0267 | HORN,DETCON,356-35W006-120,Div.2 | EA | ZCHN | Not ordered | NO | NO
IM18 | 11000260 | X | M | GDPRT0268 | LIGHT,LED STROBE,DETCON,FED/225XL-120V | EA | ZCHN | Not ordered | NO | NO
IM18 | 11000261 | X | M | GDSNR0017 | SENSOR ASSBLY,B-13207,TELEDYNE | EA | ZCHN | Not ordered | NO | NO
IM18 | 11000262 | NO | M | GDSNR0023 | SENSOR ASSY,DM-700 CO,967-444490-100 | EA | ZCHN | Not ordered | 11000262 | 11000262
EM11 | 11000263 | X | M | ISINS0039 | HORN,ALARM,MEDC,DB3UL | EA | ZCHN | Not ordered | NO | NO
AM06 | 11000265 | X | M | OSOFC0685 | FOLDER DIVIDER,LEGAL SIZE,2 DIV. | EA | ZCHN | Not ordered | NO | NO
EM08 | 11000266 | NO | M | ECELM0004 | ASSEMBLY,CABLE,D20,GE,977-0089/84 | EA | ZCHN | Not ordered | 11000266 | NO
IM01 | 11000268 | X | M | ANANZ0142 | ANALYZER,TELEDYNE,4020 THC,WET STACK | EA | ZCHN | Not ordered | NO | NO
IM18 | 11000270 | NO | M | ANPRT0003 | SENSOR B1 MFC FINAL ASSY,TELEDYNE,C06689 | EA | ZCHN | Not ordered | 11000270 | 11000270
IM18 | 11000271 | X | M | GDINU0003 | METHENE,CROWCON,S011375/AA,0-100% LEL | EA | ZCHN | Not ordered | NO | NO
IM18 | 11000272 | X | M | GDINU0004 | SENSOR,CROWCON,S011371,0-25% O2,2 YEAR | EA | ZCHN | Not ordered | NO | NO
IM18 | 11000273 | X | M | N/A | DELETED | EA | ZCHN | Not ordered | 11000273 | 11000273
IM18 | 11000275 | NO | M | GDPRT0252 | SENSOR ASSY,H2S,DETCON,966-014520-100 | EA | ZCHN | Not ordered | 11000275 | 11000275
IM18 | 11000276 | X | M | GDSNR0016 | SENSOR,DISPERSION,MAGNETROL,TMC-A430-035 | EA | ZCHN | Not ordered | NO | NO
EM08 | 11000277 | NO | M | CBCAS0008 | ASSEMBLY,CABLE,D20,GE,977-0089/66 | EA | ZCHN | Not ordered | 11000277 | NO
EM08 | 11000278 | NO | M | CBCAS0017 | ASSEMBLY,CABLE,D20,GE,977-0089/64 | EA | ZCHN | Not ordered | 11000278 | NO
EM08 | 11000279 | NO | M | CBCAS0012 | ASSEMBLY,CABLE,D20,GE,977-0089/36 | EA | ZCHN | Not ordered | 11000279 | 11000279
IM01 | 11000280 | NO | M | ANACC0008 | O-RING,TELEDYNE,O165,FOR 3020T SN:222064 | EA | ZCHN | Not ordered | 11000280 | 11000280
MM10 | 11000281 | X | M | CNINU0003 | GASKET,E-TUBE,SPIRAL WOUND,012-1204-001 | EA | ZCHN | Not ordered | NO | NO
IM21 | 11000282 | X | M | ECSGM0016 | SWITCH,TEMPERATURE,UE,C120-120-1180M201+ | EA | ZCHN | Not ordered | NO | NO
IM18 | 11000283 | X | M | GDPRT0206 | SEPERATION KIT,DETCON,975-RSFP00-524 | KIT | ZCHN | Not ordered | NO | NO
EM07 | 11000287 | X | M | CBCAW0098 | CABLE,CONTROL,LV,4Cx4mm2,1KV,CU/XLPE/SWA | EA | ZCHN | Not ordered | NO | NO
IM22 | 11000288 | X | M | EIACC0090 | PROBE,GUIDED WAVE,MAGNETROL,X7MD-V64N110 | EA | ZCHN | Not ordered | NO | NO
EM08 | 11000290 | NO | M | MKRTA0002 | LOCATION LABEL,GE,990-0197,14-26 | EA | ZCHN | Not ordered | 11000290 | NO
MM06 | 11000291 | X | M | GDELM0113 | FILTER HOUSING&ELEMENT,CF,SF215.421.S10T | EA | ZCHN | Not ordered | NO | NO
IM22 | 11000293 | X | M | GDINU0028 | SWITCH,LEVEL,MAGNETROL,B15-AE2M-COB | EA | ZCHN | Not ordered | NO | NO
IM18 | 11000294 | NO | M | GDPRT0238 | REMOTE CALIBRATION KIT,DETCON,975-00613+ | EA | ZCHN | Not ordered | 11000294 | NO
EM11 | 11000295 | X | M | GDELM0437 | HORN,DB3BDJG120T2BNR,SOUNDER,MEDC | EA | ZCHN | Not ordered | NO | NO
IM09 | 11000296 | NO | M | GDELM0424 | GAUGE,LEVEL,X1ET-BA1A-AHNN-277,MAGNETROL | EA | ZCHN | Not ordered | 11000296 | 11000296
IM01 | 11000297 | X | M | MIINS0706 | SOLENOID,TELEDYNE,042680000,SS,3-WAY,12V | EA | ZCHN | Not ordered | NO | NO
IM22 | 11000298 | X | M | GDELM0460 | PROBE,WAVE TDR,MAGNETROL,X7MR-A640-100 | EA | ZCHN | Not ordered | NO | NO
EM19 | 11000299 | X | M | GDELM0438 | BEACON,XB11J11006AYBYYNN,XENON,5 J,MEDC | EA | ZCHN | Not ordered | NO | NO
IM25 | 11000300 | X | M | GDELM0458 | FLOAT,F1E-0400-090,MAGNETROL | EA | ZCHN | Not ordered | NO | NO
EM19 | 11000301 | X | M | GDELM0439 | BEACON,XB11J11006RYBYYNN,XENON,5 J,MEDC | EA | ZCHN | Not ordered | NO | NO
EM19 | 11000302 | X | M | GDELM0440 | BEACON,XB11J11006BYBYYNN,XENON,5 J,MEDC | PC | ZCHN | Not ordered | NO | NO
IM18 | 11000304 | X | M | GDSNR0021 | SENSOR,DUAL,DETCON,SD-2X1,972-071170-00L | EA | ZCHN | Not ordered | NO | NO
EM19 | 11000306 | NO | M | GDELM0419 | BEACON,MEDC,XB15UL02408BWBTN,GRP XENON | PC | ZCHN | Not ordered | 11000306 | 11000306
EM19 | 11000307 | NO | M | GDELM0418 | BEACON,MEDC,XB15UL02408RWBTN,GRP XENON | EA | ZCHN | Not ordered | 11000307 | 11000307
IM09 | 11000308 | NO | M | GDELM0422 | GAUGE,LEVEL,X1ET-BA1A-AHNN-143,MAGNETROL | EA | ZCHN | Not ordered | 11000308 | 11000308
IM22 | 11000309 | NO | M | GDELM0420 | TRANSMITTER,GUIDED WAVE LVL,705-510A-310 | EA | ZCHN | Not ordered | 11000309 | 11000309
IM09 | 11000310 | NO | M | GDELM0423 | GAUGE,LEVEL,X1ET-BA1A-AHNN+,MAGNETROL | EA | ZCHN | Not ordered | 11000310 | 11000310
IM22 | 11000311 | X | M | GDINU0029 | SWITCH,LEVEL,MAGNETROL,A15-AE2M-CNQ | EA | ZCHN | Not ordered | NO | NO
IM22 | 11000312 | X | M | GDINU0035 | TRANSMITTER,LEVEL,MAGNETROL,705-510A-B71 | EA | ZCHN | Not ordered | NO | NO
IM25 | 11000313 | X | M | GDELM0191 | REPLACEMENT COVER,089-6606-013,MAGNETROL | EA | ZCHN | Not ordered | NO | NO
IM18 | 11000314 | X | M | GDPRT0253 | SENSOR ASSEMBLY,DETCON,965-225420-01P | EA | ZCHN | Not ordered | NO | NO
IM22 | 11000315 | X | M | MIEEQ0085 | TRANSMITTER,LEVEL,MAGNETROL,705-520A-320 | EA | ZCHN | Not ordered | NO | NO
IM18 | 11000316 | NO | M | GDDET0347 | MOUNTING PLATE,DETCON,943-004223-000 | EA | ZCHN | Not ordered | 11000316 | 11000316
EM11 | 11000317 | NO | M | GDELM0137 | HORN,DB3UL120T1CER,SOUNDER,MEDC | EA | ZCHN | Not ordered | NO | NO
IM22 | 11000318 | X | M | GDELM0136 | PROBE,GUIDED WAVE TDR,X7MD-N65N-108 | EA | ZCHN | Not ordered | NO | NO
IM18 | 11000319 | X | M | GDELM0210 | SWITCH,LEVEL,CAGE DISPLACER,XN15-AN40CNQ | EA | ZCHN | Not ordered | NO | NO
IM18 | 11000320 | NO | M | GDPRT0045 | REMOTE/CAL SEPARATION KIT,DETCON,975006+ | EA | ZCHN | Not ordered | 11000320 | NO
EM19 | 11000322 | X | M | GDELM0427 | BEACON,GRP XENON,XB15UL1201508CWBTN | EA | ZCHN | Not ordered | NO | NO
IM22 | 11000323 | X | M | GDELM0450 | TRANSMITTER,WAVE TDR LEVEL,X705-510A-D20 | EA | ZCHN | Not ordered | NO | NO
IM22 | 11000324 | X | M | GDELM0110 | INDICATOR,LEVEL,MAGNETROL,X1M1-BA5B-BEC+ | EA | ZCHN | Not ordered | NO | NO
IM09 | 11000326 | X | M | GDINU0047 | CAGE,EXTERNAL,XF3A-AB3D-00E | EA | ZCHN | Not ordered | NO | NO
IM18 | 11000327 | NO | M | GDPRT0141 | CANVAS CARRY BAG,DETCON,943-090092-032 | EA | ZCHN | Not ordered | 11000327 | NO
IM25 | 11000328 | X | M | GDELM0462 | SPARE,TELEDYNE 3020P,8A528A | EA | ZCHN | Not ordered | NO | NO
EM19 | 11000329 | NO | M | GDELM0206 | BEACON,GRP XENON,15 J,XB15UL1201508BWBTN | EA | ZCHN | Not ordered | 11000329 | 11000329
IM18 | 11000330 | X | M | GDPRT0086 | CONTROL CABINET,DETCON,954-061050-000 | EA | ZCHN | Not ordered | NO | NO
IM22 | 11000332 | X | M | GDELM0447 | PROBE,GUIDED WAVE TDR,X7CJ-5500-A2N02440 | EA | ZCHN | Not ordered | NO | NO
IM22 | 11000333 | X | M | GDINU0030 | TRANSMITTER,LEVEL,MAGNETROL,XE36-KQ4AH13 | EA | ZCHN | Not ordered | NO | NO
IM22 | 11000334 | X | M | GDELM0446 | TRANSMITTER,WAVE TDR LEVEL,X706-520A-B10 | EA | ZCHN | Not ordered | NO | NO
IM09 | 11000337 | NO | M | GDELM0425 | GAUGE,LEVEL,X1ET-BA1A-AHNN-NNN,MAGNETROL | EA | ZCHN | Not ordered | 11000337 | 11000337
IM22 | 11000338 | X | M | GDINU0032 | PROBE,GUIDED WAVE,MAGNETROL,7MR-N630-577 | EA | ZCHN | Not ordered | NO | NO
IM22 | 11000339 | X | M | GDINU0037 | TRANSMITTER,X705-51AA-E10 | EA | ZCHN | Not ordered | NO | NO
EM28 | 11000342 | X | M | GDELM0428 | SWITCH ASSY,HS,048-8105-001,MAGNETROL | EA | ZCHN | Not ordered | NO | NO
EM08 | 11000343 | X | M | MKRTA0001 | LOCATION LABEL,GE,990-0196,1-13 | EA | ZCHN | Not ordered | 11000343 | NO
IM09 | 11000345 | NO | M | GDELM0426 | GAUGE,LEVEL,X1ET-BA1A-AHNN-174,MAGNETROL | EA | ZCHN | Not ordered | 11000345 | 11000345
IM01 | 11000346 | X | M | MIINS0707 | SOLENOID,TELEDYNE,042690000,SS,2 WAY,12V | EA | ZCHN | Not ordered | NO | NO
IM18 | 11000347 | X | M | GDPRT0216 | ENCLOSURE,6CH NEMA 4X,DETCON,9540610533+ | EA | ZCHN | Not ordered | NO | NO
IM09 | 11000348 | X | M | GDELM0448 | CAGE,EXTERNAL,XF3A-DC4D-395 | EA | ZCHN | Not ordered | NO | NO
IM08 | 11000349 | NO | M | GDCAL0085 | CYLINDER,CALIBRATION GAS,ALUMINUM,H2S | CL | ZCHN | Not ordered | 11000349 | 11000349
IM18 | 11000350 | NO | M | GDELM0453 | SWITCH,LEVEL,XA15-DG3B-HM7,TOP DISPLACER | EA | ZCHN | Not ordered | 11000350 | 11000350
IM22 | 11000351 | X | M | GDELM0455 | INDICATOR,MAGNETIC LVL,XABA-AELJ-2A0/048 | KIT | ZCHN | Not ordered | NO | NO
IM01 | 11000354 | X | M | ECINU0032 | THERMISTOR,TELEDYNE,D75131 | EA | ZCHN | Not ordered | NO | NO
IM01 | 11000355 | X | M | ECCNR0003 | CLAMP,SHIELDED CABLE,TELEDYNE,CP1802 | EA | ZCHN | Not ordered | NO | NO
IM04 | 11000356 | X | M | GDELM0193 | MODULE,ELECTRONIC,089-7259-003,MAGNETROL | EA | ZCHN | Not ordered | NO | NO
EM24 | 11000357 | X | M | CLRAF0001 | RELAY,GE,C70,1A,5A,REF:4500684609 | EA | ZCHN | Not ordered | NO | NO
IM01 | 11000358 | X | M | ECCNR0004 | SOLDER CUP CONTACT,TELEDYNE,CP1799 | EA | ZCHN | Not ordered | NO | NO
IM22 | 11000359 | X | M | ECDTC0002 | TRANSMITTER CARD,TP-524,925-015400-100 | EA | ZCHN | Not ordered | NO | NO
IM04 | 11000360 | NO | M | DDELM0010 | MODULE,INPUT,GE,517-0477,20MA,8CHANNEL | EA | ZCHN | Not ordered | 11000360 | NO
IM01 | 11000361 | X | M | ECCNR0002 | PLUG,TELEDYNE,CP1798,50-PIN CONNECTOR | EA | ZCHN | Not ordered | NO | NO
IM18 | 11000362 | X | M | GDDET0340 | CONTROLLER,WIRELESS,DETCON,954CXT44,AMBR | EA | ZCHN | Not ordered | NO | NO
IM08 | 11000363 | X | M | GDCAL0144 | GAS CYL,SPAN N2,99.99%,103L,942640023100 | EA | ZCHN | Not ordered | NO | NO
MM06 | 11000364 | X | M | ECELM0021 | ELEMENT,FILTER,100MICRON,SS235.441/25.1+ | EA | ZCHN | Not ordered | NO | NO
MM06 | 11000365 | X | M | GDELM0076 | FILTER HOUSING&ELEMENT,CF,SF127.221.5K | EA | ZCHN | Not ordered | NO | NO
IM18 | 11000366 | X | M | GDDET0339 | SENSOR ASSY,H2S,DETCON,96C-240402-100 | EA | ZCHN | Not ordered | NO | NO
EM08 | 11000367 | NO | M | EMPWS0007 | POWER SUPPLY,WESDAC,GE,521-0104,HVDC,75W | EA | ZCHN | Not ordered | 11000367 | 11000367
IM04 | 11000368 | X | M | GDELM0016 | GAS MODULE,912-520040-100,CG–12,0-100 % | EA | ZCHN | Not ordered | NO | NO
IM18 | 11000369 | X | M | GDDET0344 | CELL,CO/H2S DUAL TOXIC,GMI,64067 | PC | ZCHN | Not ordered | NO | NO
IM18 | 11000370 | X | M | GDDET0343 | CELL,H2S,GMI,64128 | PC | ZCHN | Not ordered | NO | NO
IM01 | 11000372 | X | M | GDELM0078 | ISOLATED MODULE,TELEDYNE,1226,4-20mA | EA | ZCHN | Not ordered | NO | NO
IM22 | 11000373 | X | M | ECELM0024 | TRANSMITTER,LVL/FLOW/VOLUME ,300-R01D45L | EA | ZCHN | Not ordered | NO | NO
IM22 | 11000374 | X | M | ECINU0007 | PROBE,MAGNETROL GWR COAXAL,X7MD-B11N-060 | EA | ZCHN | Not ordered | NO | NO
MM06 | 11000375 | X | M | GDDET0346 | FILTER,SAMPLE INLET,GMI,64084 | EA | ZCHN | Not ordered | NO | NO
IM18 | 11000376 | NO | M | ANANZ0243 | SENSOR,OXYGEN,TELEDYNE,C06689 L2C | EA | ZCHN | Not ordered | 11000376 | 11000376
IM18 | 11000377 | X | M | GDDET0345 | HYDROPHOBIC FILTER/GASKET ASSY,GMI,64254 | KIT | ZCHN | Not ordered | NO | NO
IM22 | 11000378 | X | M | EIACC0725 | SPRING AND STEM ASSY,MAGNETROL,X0328122+ | EA | ZCHN | Not ordered | NO | NO
IM22 | 11000379 | X | M | EIACC0726 | ENCLOSING TUBE,MAGNETROL,X032-6344-001 | EA | ZCHN | Not ordered | NO | NO
IM22 | 11000380 | X | M | EIACC0727 | TRANSMITTER,LEVEL,MAGNETROL,705-510A-C11 | EA | ZCHN | Not ordered | NO | NO
IM22 | 11000381 | X | M | EIACC0728 | SWITCH,LEVEL,MAGNETROL,B10-KH3B-XG9,TOP | EA | ZCHN | Not ordered | NO | NO
IM22 | 11000382 | X | M | EIACC0729 | TRANSMITTER,LEVEL,MAGNETROL,X705-510A310 | EA | ZCHN | Not ordered | NO | NO
IM02 | 11000383 | X | M | EIACC0730 | BEACON,MEDC,XB15UL12008BWBTN,BLUE | EA | ZCHN | Not ordered | NO | NO
IM02 | 11000384 | X | M | EIACC0731 | BEACON,MEDC,XB15UL12008RWBTN,RED | KIT | ZCHN | Not ordered | NO | NO
IM22 | 11000385 | X | M | EIACC0733 | TRANSMITTER,LEVEL,MAGNETROL,705-510A-311 | EA | ZCHN | Not ordered | NO | NO
IM22 | 11000386 | X | M | EIACC0734 | TRANSMITTER,LEVEL,MAGNETROL,355-510A-11B | EA | ZCHN | Not ordered | NO | NO
IM22 | 11000387 | X | M | EIACC0735 | PROBE,GUIDED WAVE,MAGNETROL,X7MD-N64N104 | EA | ZCHN | Not ordered | NO | NO
EM15 | 11000388 | X | M | GDELM0015 | PLATE,BLANK,912-000008-005,DETCON,SER12 | EA | ZCHN | Not ordered | NO | NO
IM22 | 11000389 | X | M | ECINU0004 | SWITCH,DISPERSION,MAGNETROL,TD2-7D00-030 | EA | ZCHN | Not ordered | NO | NO
IM18 | 11000391 | X | M | GDDET0342 | CELL,O2,GMI,64066 | EA | ZCHN | Not ordered | NO | NO
EM08 | 11000392 | NO | M | DDSYS0012 | D25 RTU,GE,Z6340E3002UUUUU,SAL 0224 VER3 | EA | ZCHN | Not ordered | 11000392 | 11000392
IM01 | 11000396 | X | M | GDELM0044 | COMPARATOR,CIRCUIT ALARM,TELEDYNE,A09309 | EA | ZCHN | Not ordered | NO | NO
IM22 | 11000398 | X | M | GDELM0102 | SWITCH,DISPERSION,MAGNETROL,XTD2-7D000G0 | EA | ZCHN | Not ordered | NO | NO
IM18 | 11000399 | X | M | GDDET0336 | CONTROLLER,DETCON,954-X32000-0,SW-X40 | EA | ZCHN | Not ordered | NO | NO
IM22 | 11000400 | X | M | GDELM0018 | WIRING PC BOARD ASSY,MAGNETROL,Z3091510+ | EA | ZCHN | Not ordered | NO | NO
IM22 | 11000401 | X | M | EIACC0753 | SWITCH,LEVEL,MAGNETROL,XA15-AH3B-CAQ | EA | ZCHN | Not ordered | NO | NO
IM04 | 11000402 | NO | M | EMCAW0004 | MODULE,D20 EME,GE,572-1630,10BASE-T,0MB | EA | ZCHN | Not ordered | 11000402 | NO
IM01 | 11000403 | X | M | ECINU0108 | NYLON PROBE ASSEMBLY,TELEDYNE,C-64590 | EA | ZCHN | Not ordered | NO | NO
IM18 | 11000404 | X | M | ECINU0095 | SENSOR,DISPERSION,MAGNETROL,TMC-A210-015 | EA | ZCHN | Not ordered | NO | NO
IM18 | 11000405 | X | M | ECINU0096 | SENSOR,DISPERSION,MAGNETROL,TMM-A210-006 | EA | ZCHN | Not ordered | NO | NO
EM08 | 11000406 | NO | M | ECRTA0014 | TERMINATOR,D.20,GE,977-0049 | EA | ZCHN | Not ordered | 11000406 | 11000406
IM18 | 11000407 | X | M | ECINU0097 | SENSOR,DISPERSION,MAGNETROL,TMM-A210-007 | EA | ZCHN | Not ordered | NO | NO
IM18 | 11000408 | X | M | ECINU0098 | SENSOR,DISPERSION,MAGNETROL,TMC-A210-012 | EA | ZCHN | Not ordered | NO | NO
IM22 | 11000409 | X | M | ECINU0116 | SWITCH,LEVEL,MAGNETROL,XA15-DG4B-WKQ | EA | ZCHN | Not ordered | NO | NO
IM01 | 11000410 | X | M | ECINU0102 | FLOW METER,TELEDYNE,F-1263 | EA | ZCHN | Not ordered | NO | NO
EM11 | 11000411 | NO | M | CMCMM0007 | CONTROL SWITCH,SBM TRIP CLOSE,GE,10AA101 | EA | ZCHN | Not ordered | 11000411 | NO
IM22 | 11000412 | X | M | ECINU0114 | SWITCH,LEVEL,MAGNETROL,822-1200C00 | EA | ZCHN | Not ordered | NO | NO
IM18 | 11000413 | X | M | ECINU0094 | SENSOR,DISPERSION,MAGNETROL,TMC-A210-010 | KIT | ZCHN | Not ordered | NO | NO
EM08 | 11000414 | NO | M | EMPWS0001 | POWER SUPPLY,WD D20,580-0241,130VDC | EA | ZCHN | Not ordered | 11000414 | NO
EM08 | 11000415 | NO | M | CBCAS0024 | CABLE,WESMAINT,GE,977-0048/96,DB9-DB9 | EA | ZCHN | Not ordered | NO | NO
IM22 | 11000416 | X | M | EIACC0749 | TRANSMITTER,LEVEL,X7MRA240040,705510AE10 | EA | ZCHN | Not ordered | NO | NO
IM22 | 11000418 | X | M | EIACC0738 | INDICATOR,LEVEL,MAGNETROL,XBGA-KC2D-036 | EA | ZCHN | Not ordered | NO | NO
IM22 | 11000419 | X | M | EIACC0742 | CHAMBER,MAGNETROL,XF3A-DC4A-214,2133.7mm | EA | ZCHN | Not ordered | NO | NO
EM08 | 11000420 | NO | M | EMRTU0098 | SWITCH,INDICATOR,D25,GE,540-0237 | EA | ZCHN | Not ordered | 11000420 | NO
MM06 | 11000422 | X | M | EIACC0679 | FILTER ELEMENT,CLASSIC,12.57.5K,PVDF | EA | ZCHN | Not ordered | NO | NO
IM22 | 11000423 | X | M | EIACC0745 | DAUGHTER PC BOARD ASSY,MAGNETROL,030221+ | EA | ZCHN | Not ordered | NO | NO
IM01 | 11000425 | X | M | ECINU0099 | MAIN COMPUTER BOARD,TELEDYNE,C73870D | EA | ZCHN | Not ordered | NO | NO
EM11 | 11000427 | NO | M | EMDTC0001 | ADAPTOR,HIHG TEMPERATURE,GE,16290,FINNED | EA | ZCHN | Not ordered | 11000427 | NO
IM18 | 11000428 | X | M | ECINU0072 | ADAPTER,FLOW THROUGH,DETCON,943-001747S+ | EA | ZCHN | Not ordered | NO | NO
EM08 | 11000430 | NO | M | CBCAS0034 | CABLE,FAIL OVER,GE,977-0122/48,RS-232 | EA | ZCHN | Not ordered | 11000430 | NO
IM02 | 11000431 | X | M | EIACC0747 | BEACON,XENON,MEDC,XB11AU02406RYDNYNR | EA | ZCHN | Not ordered | NO | NO
IM22 | 11000432 | X | M | EIACC0744 | TRASMITTER,LEVEL,MAGNETROL,XE35-KA4D-H1A | EA | ZCHN | Not ordered | NO | NO
IM22 | 11000433 | X | M | EIACC0743 | SWITCH,LEVEL,MAGNETROL,910-AM21-005 | EA | ZCHN | Not ordered | NO | NO
IM18 | 11000434 | X | M | ECINU0092 | SENSOR,DISPERSION,MAGNETROL,TMC-A210-008 | EA | ZCHN | Not ordered | NO | NO
IM22 | 11000435 | X | M | ECINU0035 | SWITCH,DISPERSION,MAGNETROL,TD2-7D01-130 | EA | ZCHN | Not ordered | NO | NO
IM18 | 11000436 | X | M | ECINU0037 | SWITCH,DISPLACER LEVEL,XA15-EH3B-WKQ,TOP | EA | ZCHN | Not ordered | NO | NO
IM01 | 11000437 | X | M | ECCNR0005 | CABLE ASSY,34PIN RIBBON,TELEDYNE,B-66119 | EA | ZCHN | Not ordered | NO | NO
IM01 | 11000438 | X | M | ECINU0126 | ANALYZER,TRACE OXYGEN,3110 XL,TELEDYNE | EA | ZCHN | Not ordered | NO | NO
EM08 | 11000439 | NO | M | ECRTA0004 | ADAPTOR,ANALOG,I/P,GE,530-0045,2MA/1V | EA | ZCHN | Not ordered | 11000439 | NO
EM08 | 11000440 | NO | M | ECRTA0003 | ADAPTOR,ANALOG,O/P,GE,530-0082,20MA | EA | ZCHN | Not ordered | 11000440 | NO
IM22 | 11000442 | X | M | ECINU115 | ELECTRONIC MODULE,MAGNETROL,031-2840-001 | EA | ZCHN | Not ordered | NO | NO
EM08 | 11000444 | NO | M | EMMCM0024 | CABLE,WESTMAINT,GE,977-0300/96,DB9-DB9 | EA | ZCHN | Not ordered | 11000444 | 11000444
IM22 | 11000445 | X | M | ECINU0112 | SWITCH,FLOW,VANE,MAGNETROL,F10-AE54-BAB | EA | ZCHN | Not ordered | NO | NO
IM22 | 11000446 | X | M | EIACC0684 | PROBE,GUIDEDWAVE,X7MD-N64N-202,MAGNETROL | EA | ZCHN | Not ordered | NO | NO
EM08 | 11000447 | NO | M | CCRTA0002 | COVER PLATE,GE,953-3016,10.3",STANDARD | EA | ZCHN | Not ordered | NO | NO
IM01 | 11000448 | X | M | ECINU0104 | PREAMPLIFIER BOARD,TELEDYNE,C-62368B | EA | ZCHN | Not ordered | NO | NO
IM21 | 11000449 | X | M | ECSGM0010 | SWITCH,DP,UE,J120K-S157B-M210-1195-M201 | EA | ZCHN | Not ordered | NO | NO
IM01 | 11000450 | X | M | ECINU0101 | THERMAL CONDUCTIVITY BLOCK,TELEDYNE,A31+ | EA | ZCHN | Not ordered | NO | NO
IM01 | 11000451 | X | M | ECINU0100 | TEMPERATURE CONTROL,TELEDYNE,C69535A | EA | ZCHN | Not ordered | NO | NO
IM04 | 11000452 | NO | M | ECRTA0006 | EPROM,IC 27C64,GE,160-0013,8KX8 (CMOS) | EA | ZCHN | Not ordered | 11000452 | 11000452
IM01 | 11000453 | X | M | ECCNR0006 | CABLE ASSY,14PIN RIBBON,TELEDYNE,B-67065 | EA | ZCHN | Not ordered | NO | NO
IM22 | 11000454 | X | M | GDELM0074 | TRANSMITTER,LEVEL,MAGNETROL,E3B-KH3B-H11 | EA | ZCHN | Not ordered | NO | NO
IM01 | 11000455 | X | M | GDELM0077 | FRONT DOOR ASSY,TELEDYNE,C-66285A | EA | ZCHN | Not ordered | NO | NO
IM25 | 11000456 | X | M | ECINU0010 | DIGITAL METER,MAGNETROL,PRECISI,PD655246 | EA | ZCHN | Not ordered | NO | NO
EM08 | 11000457 | X | M | ECRTA0010 | ADAPTOR,ANALOG I/P,GE,530-00520,20MA/5V | EA | ZCHN | Not ordered | 11000457 | 11000457
IM01 | 11000458 | X | M | ECPRT0017 | CONTROLLER,TEMPERATURE,TELEDYNE,CP2408 | EA | ZCHN | Not ordered | NO | NO
EM08 | 11000459 | X | M | ECRTA0008 | ADAPTOR,ANALOG,I/P VOLTAGE,GE,530-0004 | EA | ZCHN | Not ordered | 11000459 | 11000459
IM19 | 11000460 | X | M | EIACC0746 | SOUNDER,COOPER MEDC,DB3AU048T2BER | EA | ZCHN | Not ordered | NO | NO
IM18 | 11000461 | X | M | GDDET0337 | TRANSCEIVER,DETCON,RXT-320,976-000327000 | EA | ZCHN | Not ordered | NO | NO
EM08 | 11000464 | X | M | EIEEQ0366 | CAPACITOR,GE,RAH98LSDEWC29,550 KVAR | EA | ZCHN | Not ordered | NO | NO
IM22 | 11000465 | X | M | ECINU0008 | TRANSMITTER,LEVEL,MAGNETROL,705-520A-C10 | EA | ZCHN | Not ordered | NO | NO
EM08 | 11000469 | X | M | ECRTA0009 | ADAPTOR,ANALOG I/P,GE,530-0050,1MA/5V | EA | ZCHN | Not ordered | 11000469 | NO
EM08 | 11000470 | X | M | MKRTA0004 | LOCATION LABEL,GE,990-0198,27-39 | EA | ZCHN | Not ordered | 11000470 | NO
IM18 | 11000471 | X | M | BTINU0001 | FLAT BATTERY PACK,DETCON,360-3S6PFP-290 | EA | ZCHN | Not ordered | NO | NO
IM22 | 11000472 | X | M | GDELM0109 | SWITCH,LEVEL,MAGNETROL,XC10-1G2A-QKB | EA | ZCHN | Not ordered | NO | NO
EM08 | 11000473 | NO | M | CBCAS0016 | ASSEMBLY,CABLE,D20,GE,977-0089/76 | EA | ZCHN | Not ordered | 11000473 | NO
IM18 | 11000474 | NO | M | GDPRT0215 | REGULATOR,DETCON,943-090005-502,200ml | EA | ZCHN | Not ordered | 11000474 | 11000474
IM22 | 11000475 | NO | M | ECINU0022 | TRANSMITTER,LEVEL,MAGNETROL,XE35-KQ4AH1E | EA | ZCHN | Not ordered | 11000475 | NO
IM22 | 11000476 | NO | M | ECINU0056 | O-RING,HOUSING COVER,MAGNETROL,01222012+ | EA | ZCHN | Not ordered | 11000476 | 11000476
IM04 | 11000477 | NO | M | CMMOD0002 | MODULE,WESDAC 202/V.23,GE,D20MEMEUU | EA | ZCHN | Not ordered | 11000477 | 11000477
IM21 | 11000478 | X | M | ECSGM0012 | SWITCH,PRESSURE,UE,J402-555-M201,2 BAR | EA | ZCHN | Not ordered | NO | NO
IM01 | 11000479 | X | M | ANANZ0234 | CONNECTOR,TELEDYNE,R1460,MOLDEX 12 PIN | EA | ZCHN | Not ordered | NO | NO
IM01 | 11000480 | X | M | ANANZ0235 | FUSE,TELEDYNE,F1275,1A,250Vac,DIA 5x20mm | EA | ZCHN | Not ordered | NO | NO
IM22 | 11000482 | X | M | ECINU0067 | TRANSMITTER,GUIDED WAVE LVL,705-520A-E10 | EA | ZCHN | Not ordered | NO | NO
IM22 | 11000483 | X | M | ECINU0090 | CONTROLLER,LEVEL,MAGNETROL,055-3406-001 | EA | ZCHN | Not ordered | NO | NO
IM18 | 11000484 | X | M | ECINU0093 | SENSOR,DISPERSION,MAGNETROL,TMC-B210-009 | EA | ZCHN | Not ordered | NO | NO
IM22 | 11000485 | X | M | ECINU114 | TRANSMITTER,LEVEL,MAGNETROL,2511J01A00F+ | EA | ZCHN | Not ordered | NO | NO
IM01 | 11000487 | X | M | ECPWS0004 | POWER SUPPLY,TELEDYNE,P-841 | EA | ZCHN | Not ordered | NO | NO
IM21 | 11000488 | X | M | ECSGM0009 | SWITCH,PRESSURE,UE,J402-570-QC1M446M277+ | EA | ZCHN | Not ordered | NO | NO
IM21 | 11000489 | X | M | ECSGM0013 | SWITCH,PRESSURE,12 SERIES,UE,125HDN8A | EA | ZCHN | Not ordered | NO | NO
IM21 | 11000490 | X | M | ECSGM0014 | SWITCH,PRESSURE,12 SERIES,UE,125HDN8G | EA | ZCHN | Not ordered | NO | NO
IM21 | 11000491 | X | M | ECSGM0015 | SWITCH,PRESSURE,UNITED ELECTRIC,24012 | EA | ZCHN | Not ordered | NO | NO
IM01 | 11000492 | X | M | ECINU0125 | ANALYZER,CONDUCTIVITY,2000B-CLN,TELEDYNE | EA | ZCHN | Not ordered | NO | NO
IM22 | 11000493 | X | M | EIACC0716 | GUIDED WAVE PROBE,MAGNETROL,X7MDN6LN388 | EA | ZCHN | Not ordered | NO | NO
IM01 | 11000494 | X | M | ECINU0106 | 0-RING,TELEDYNE,0-38 | EA | ZCHN | Not ordered | NO | NO
IM01 | 11000495 | X | M | ECINU0107 | FLOW RESTRICTOR,TELEDYNE,R-2324 | EA | ZCHN | Not ordered | NO | NO
EM08 | 11000496 | NO | M | CBCAS0023 | ASSEMBLY,CABLE,D20,GE,977-0089/12 | EA | ZCHN | Not ordered | 11000496 | NO
IM19 | 11000497 | X | M | EIACC0722 | SOUNDER,MEDC,DB3UL120T1CNR,120VAC | EA | ZCHN | Not ordered | NO | NO
IM02 | 11000498 | X | M | EIACC0723 | BEACON,GRP XENON,MEDC,XB15UL12006RWBTN | EA | ZCHN | Not ordered | NO | NO
IM22 | 11000499 | X | M | EIACC0724 | PROBE,GUIDED WAVE,MAGNETROL,X7MS-A658150 | EA | ZCHN | Not ordered | NO | NO
IM02 | 11000500 | X | M | EIACC0748 | BEACON,XENON,MEDC,XB11AU02406BYDNYNR | EA | ZCHN | Not ordered | NO | NO
IM22 | 11000501 | X | M | EIACC0751 | TRANSMITTER,LEVEL,243-AH00-100-1M-046 | EA | ZCHN | Not ordered | NO | NO
IM22 | 11000502 | X | M | EIEEQ0385 | TRANSMITTER,DP,HONEYWELL,STD720-E1HS4AS+ | EA | ZCHN | Not ordered | NO | NO
IM18 | 11000504 | X | M | GDELM0449 | SWITCH,FLOAT LVL,XB41-AV30-WNQ,MAGNETROL | EA | ZCHN | Not ordered | NO | NO
IM22 | 11000505 | X | M | GDINU0022 | TRANSMITTER,GUIDEDWAVETDR LVL,705510AA10 | EA | ZCHN | Not ordered | NO | NO
IM18 | 11000506 | X | M | GDDET0112 | DETECTOR,GAS,DETCON,977-1L6000-0F4 | EA | ZCHN | Not ordered | NO | NO
EM20 | 11000507 | NO | M | EMSYS0002 | SYSTEM,GAS MONITORING,GE,HYDRAN M2,HOST | EA | ZCHN | Not ordered | 11000507 | NO
IM04 | 11000508 | NO | M | EMSTT0003 | MODULE,WESTERM D20 SD,GE,517-0179-CC | EA | ZCHN | Not ordered | 11000508 | NO
IM04 | 11000509 | NO | M | EMITF0001 | MEMORY CARD,D20 EME ETHERNET,GE,526-2100 | EA | ZCHN | Not ordered | 11000509 | NO
EM08 | 11000510 | NO | M | ECRTA0013 | RESISTOR,NETWORK,GE,D20SUUUUU048UUU,48V | SET | ZCHN | Not ordered | 11000510 | 11000510
EM08 | 11000511 | X | M | ECRTA0016 | RESISTOR,NETWORK,GE,245-0030,1.5K,24V | EA | ZCHN | Not ordered | 11000511 | NO
EM08 | 11000512 | X | M | ECRTA0017 | RESISTOR,NETWORK,GE,245-0029,1.2K,24V | EA | ZCHN | Not ordered | 11000512 | NO
EM11 | 11000513 | NO | M | EMSWP0001 | SWITCH,SELECTOR,SBM,GE,10AA104 | EA | ZCHN | Not ordered | 11000513 | NO
EM11 | 11000514 | X | M | ECSGM0019 | SWITCH,PRESSURE,J402-164-1521 | EA | ZCHN | Not ordered | NO | NO
EM11 | 11000515 | X | M | ECSGM0020 | SWITCH,PRESSURE,J400-146-1521 | EA | ZCHN | Not ordered | NO | NO
EM04 | 11000517 | X | M | BTBTR0049 | BATTERY,B-27296,TELEDYNE | EA | ZCHN | Not ordered | NO | NO
EM08 | 11000518 | X | M | EIEEQ0384 | CAPACITOR,EXTERNAL FUSED,GE,98L698WS29 | EA | ZCHN | Not ordered | NO | NO
IM22 | 11000519 | X | M | ECELM0025 | TRANSMITTER,LVL,082-8303-400/8AA-1A6B114 | EA | ZCHN | Not ordered | NO | NO
EM08 | 11000520 | NO | M | CBCAS0004 | CABLE,REDUNDANT MONITOR,977-0146/48 | EA | ZCHN | Not ordered | 11000520 | NO
EM08 | 11000521 | NO | M | CBCAS0013 | ASSEMBLY,CABLE,D20,GE,977-0089/24 | EA | ZCHN | Not ordered | 11000521 | NO
EM08 | 11000522 | NO | M | CBCAS0010 | ASSEMBLY,CABLE,D20,GE,977-0089/144 | EA | ZCHN | Not ordered | 11000522 | NO
EM08 | 11000523 | NO | M | EMPWS0030 | POWER SUPPLY,GE,580-0719,110Vac,24Vdc | EA | ZCHN | Not ordered | 11000523 | NO
IM01 | 11000524 | X | M | ANANZ0237 | RESTRICTOR KIT,TELEDYNE,A68729 | KIT | ZCHN | Not ordered | NO | NO
IM18 | 11000526 | X | M | GDDET0035 | TRANSMITTER MODULE,DETCON,925-525400-100 | EA | ZCHN | Not ordered | NO | NO
IM04 | 11000528 | NO | M | EMRTU0074 | EPROM,GE,160-0038,512KX8,P130-0 VER.205 | EA | ZCHN | Not ordered | 11000528 | NO
IM04 | 11000530 | X | M | EMRTU0457 | EPROM,GE,SBA0009/00,PCOMMON 3.05,28PIN | EA | ZCHN | Not ordered | NO | NO
IM04 | 11000531 | NO | M | EMMCM0005 | GARD GUIDES,GE,990-0168 | EA | ZCHN | Not ordered | 11000531 | NO
IM04 | 11000532 | NO | M | EMMCM0007 | MODULE;D20ME,GE,526-2004,WITH SAB 1698 | EA | ZCHN | Not ordered | 11000532 | NO
IM04 | 11000533 | NO | M | EMATM0002 | MODULE,WESTERM D20 AD,GE,D20ATLDUSUUU | EA | ZCHN | Not ordered | 11000533 | 11000533
IM01 | 11000534 | X | M | EILSY0325 | UV LAMP SOURCE ASSY,TELEDYNE,L00314 | EA | ZCHN | Not ordered | NO | NO
IM01 | 11000535 | X | M | EILSY0041 | FUSE,F9,TELEDYNE,1A,250V,3AG,F/2000A | EA | ZCHN | Not ordered | NO | NO
IM04 | 11000536 | X | M | EMAIM0003 | MODULE,WESDAC D20A TYPE1 VER1,GE,5110101 | EA | ZCHN | Not ordered | 11000536 | NO
IM04 | 11000537 | NO | M | EMSYC0005 | ASSEMBLY,D20 MX BIN,VME,GE,953-3061 | EA | ZCHN | Not ordered | 11000537 | NO
IM21 | 11000539 | X | M | ECSGM0011 | SWITCH,PRESSURE,UE,H100-706/1010/M201/M+ | EA | ZCHN | Not ordered | NO | NO
IM04 | 11000540 | X | M | EMMCM0030 | MODULE,WESTERM TERMINATION,GE,517-0169 | EA | ZCHN | Not ordered | NO | NO
IM21 | 11000541 | NO | M | EMSGM0001 | PANEL,SWITCH,RS232,GE,517-0247 | EA | ZCHN | Not ordered | 11000541 | NO
IM04 | 11000542 | NO | M | EMRTU0092 | WESDAC CARD,D25 TYPE-II,GE,504-0010,2MB | EA | ZCHN | Not ordered | 11000542 | NO
IM04 | 11000543 | NO | M | EMRTU0039 | MODULE,ANALOG I/P,WESDAC D20C,GE,5400159 | EA | ZCHN | Not ordered | 11000543 | NO
IM18 | 11000544 | X | M | GDDET0100 | CALIBRATION STATION,AUTO,DETCON,64052 | EA | ZCHN | Not ordered | NO | NO
IM18 | 11000546 | NO | M | EMPRT0011 | SENSOR ASSY,H2S,DETCON,965-2424AB-100 | EA | ZCHN | Not ordered | 11000546 | NO
IM04 | 11000547 | NO | M | EMMMM0001 | MEMORY EXPANSION CARD,D20 EME,GE,5262115 | EA | ZCHN | Not ordered | 11000547 | NO
IM18 | 11000548 | X | M | GDDET0099 | PERSONAL SURVEYOR,GMI,64141,PS 200 | EA | ZCHN | Not ordered | NO | NO
IM18 | 11000550 | X | M | N/A | DELETED | EA | ZCHN | Not ordered | 11000550 | NO
EM11 | 11000553 | X | M | GDDET0095 | SINGLE SIREN,978132000074,1STROBE,DETCON | EA | ZCHN | Not ordered | NO | NO
EM22 | 11000554 | X | M | ECSGM0025 | THERMOSTAT,B121-1316 | EA | ZCHN | Not ordered | NO | NO
EM08 | 11000556 | X | M | MKRTA0003 | LOCATION LABEL,GE,990-0199,40-52 | EA | ZCHN | Not ordered | 11000556 | NO
IM04 | 11000559 | X | M | EMCPM0002 | MODULE,WESDAC D20K TYPE 1 VER.1,508-0101 | EA | ZCHN | Not ordered | 11000559 | NO
EM08 | 11000560 | NO | M | CCRTA0001 | COVER PLATE,GE,953-3018,5.0",STANDARD | EA | ZCHN | Not ordered | NO | NO
IM22 | 11000561 | X | M | ECINU116 | TRANSMITTER,LEVEL,MAGNETROL,705-510A-420 | EA | ZCHN | Not ordered | NO | NO
IM18 | 11000563 | X | M | GDDET0195 | INPUT MODULE,DETCON,976041400000,4TO20mA | EA | ZCHN | Not ordered | 11000563 | 11000563
IM18 | 11000564 | X | M | GDDET0263 | SENSOR,OXYGEN,DETCON,966-344520-025 | EA | ZCHN | Not ordered | NO | NO
IM22 | 11000565 | X | M | GDDET0157 | TRANSMITTER,PLUGIN,DM-500IS,925995480000 | EA | ZCHN | Not ordered | NO | NO
IM04 | 11000567 | X | M | GDDET0182 | MODULE,VOL,320-2839343.700,230VAC,DETCON | EA | ZCHN | Not ordered | NO | NO
EM11 | 11000568 | X | M | EISGR0010 | SWITCH,SAFETY,NON-FUSIBLE,GE,TGN3321R | EA | ZCHN | Not ordered | NO | NO
EM08 | 11000570 | NO | M | EMPWS0006 | POWER SUPPLY,D20,GE,D20MESCUU | EA | ZCHN | Not ordered | 11000570 | 11000570
IM18 | 11000571 | X | M | GDDET0295 | SENSOR,DETCON,DM-502IS-NH3,965-505080100 | EA | ZCHN | Not ordered | NO | NO
IM18 | 11000572 | X | M | GDDET0306 | DETECTOR ASSY,PLUG-IN,DETCON,3775050U10+ | EA | ZCHN | Not ordered | NO | NO
IM18 | 11000573 | X | M | GDDET0308 | STOBE,AMBER,DETCON,354-151646-124,24Vdc | EA | ZCHN | Not ordered | NO | NO
IM18 | 11000575 | X | M | GDDET0322 | STROBE,DETCON,354-3206X4-024 | EA | ZCHN | Not ordered | NO | NO
IM18 | 11000577 | X | M | GDDET0320 | TRANSCEIVER,DETCON,RXT-320,976-000321000 | EA | ZCHN | Not ordered | NO | NO
EM11 | 11000578 | NO | M | EICON0007 | METROSIL,GE,600A/S2/P/1215,100mA,275Vrms | EA | ZCHN | Not ordered | 11000578 | 11000578
EM11 | 11000579 | X | M | CLRAF0030 | METROSIL,GE,600A/S1/1/S256,4500693910 | EA | ZCHN | Not ordered | NO | NO
EM11 | 11000580 | X | M | MIEEQ0073 | FUSE ASSEMBLY,GE,36F4760001 | EA | ZCHN | Not ordered | NO | NO
IM18 | 11000581 | X | M | GDDET0266 | DETECTOR ASSY,PLUG-IN,DETCON,37012EJ000+ | EA | ZCHN | Not ordered | NO | NO
IM18 | 11000582 | NO | M | GDDET0281 | FACILITIES MODULE,DETCON,911-000000-052 | EA | ZCHN | Not ordered | 11000582 | NO
IM18 | 11000583 | X | M | GDDET0328 | BATTERY PACK,DETCON,976-0BP303012,12&24V | PC | ZCHN | Not ordered | NO | NO
IM18 | 11000585 | X | M | GDDET0319 | CONTROLLER PCB ASSY,DETCON,FOR X40-32 | EA | ZCHN | Not ordered | NO | NO
IM18 | 11000586 | X | M | GDDET0330 | SOLAR PANEL,DETCON,360-SX305M-912,5W,12V | EA | ZCHN | Not ordered | NO | NO
IM18 | 11000587 | X | M | GDDET0329 | SENSOR,HS2,PLUG IN,DETCON,377-242401-100 | EA | ZCHN | Not ordered | NO | NO
IM18 | 11000588 | X | M | GDDET0327 | BATTERY CHARGER,DETCON,976-000304-004 | PC | ZCHN | Not ordered | NO | NO
IM18 | 11000589 | X | M | GDDET0318 | SD FLASH CARD,DETCON,995-SDSDB2-048,2GB | EA | ZCHN | Not ordered | NO | NO
IM18 | 11000590 | X | M | GDDET0335 | HORN,DETCON,DB-3,WITH 12/24V CONVERTER | EA | ZCHN | Not ordered | NO | NO
IM18 | 11000591 | X | M | GDDET0333 | CABLE,3CONDUCTOR,DETCON,980-PRSM33-10M | EA | ZCHN | Not ordered | NO | NO
IM18 | 11000592 | X | M | GDDET0325 | ALARM&CONTROL SYSTEM,DETCON,X40-32N7 | EA | ZCHN | Not ordered | NO | NO
IM18 | 11000593 | X | M | GDDET0324 | ENCLOSURE,NEMA 7X,DETCON,957-R21610-000 | EA | ZCHN | Not ordered | NO | NO
IM18 | 11000594 | X | M | GDDET0331 | CABLE,4CONDUCTOR,DETCON,980-PRSM40-02M | EA | ZCHN | Not ordered | NO | NO
IM18 | 11000595 | X | M | GDDET0332 | CABLE,5CONDUCTOR,DETCON,980-PRSM52-10M | EA | ZCHN | Not ordered | NO | NO
IM18 | 11000597 | NO | M | GDCAL0022 | GAS,LEL COMBUSTIBLE,DETCON,911-520040099 | EA | ZCHN | Not ordered | 11000597 | NO
EM08 | 11000599 | X | M | EIEEQ0383 | CAPACITOR,EXTERNAL FUSED,GE,98L697WS29 | EA | ZCHN | Not ordered | NO | NO
EM07 | 11000600 | NO | M | EICON2828 | FERRULE TUBE,HEAT SHRINKABLE,1.5mm2,BLK | EA | ZCHN | Not ordered | 11000600 | NO
EM11 | 11000601 | X | M | GDDET0016 | PCB ASSY W/LCD,500-005072-LCD 440,DETCON | EA | ZCHN | Not ordered | NO | NO
IM08 | 11000602 | NO | M | GDCAL0029 | CYLINDER,CALIBRATION,ZERO AIR,1O3l MIX | EA | ZCHN | Not ordered | NO | NO
IM04 | 11000604 | NO | M | DDELM0004 | CARD,D25 MEMX 20MB,GE,504-0014 | EA | ZCHN | Not ordered | 11000604 | NO
IM18 | 11000605 | NO | M | GDDET0032 | MODULE,TRANSMITTER,DETCON,927-245500-000 | EA | ZCHN | Not ordered | 11000605 | NO
IM18 | 11000606 | NO | M | GDDET0033 | TRANSMITTER MODULE,DETCON,927-345500-025 | EA | ZCHN | Not ordered | 11000606 | NO
EM08 | 11000607 | NO | M | CBCAS0033 | CABLE,SERIAL,GE,977-0227/36,F/DISPLAY | EA | ZCHN | Not ordered | 11000607 | NO
EM08 | 11000608 | NO | M | CBCAS0027 | CABLE,RS232,GE,977-0099/24,WTD20M TO UPC | EA | ZCHN | Not ordered | 11000608 | NO
EM08 | 11000610 | NO | M | CBCAS0018 | CABLE,RS232,GE,977-0116/56,DB25/DB25 | EA | ZCHN | Not ordered | 11000610 | NO
EM08 | 11000611 | NO | M | CBCAS0030 | CABLE,RS232/485,GE,977-0128/100,100" | EA | ZCHN | Not ordered | 11000611 | NO
EM08 | 11000612 | NO | M | CBCAS0032 | CABLE,RS232,GE,977-0121/36,D20 TO SWITCH | EA | ZCHN | Not ordered | 11000612 | NO
EM08 | 11000615 | NO | M | CBCAS0035 | CABLE,RS232,GE,977-0114,DB29/DB25 | EA | ZCHN | Not ordered | 11000615 | NO
IM25 | 11000617 | NO | M | GDDET0014 | CONTROLLER,954-061051-301,DETCON | KIT | ZCHN | Not ordered | 11000617 | 11000617
IM25 | 11000618 | X | M | GDDET0030 | CONTROLLER,X40-8-N4X CHNL,954-X08000-101 | EA | ZCHN | Not ordered | NO | NO
IM18 | 11000619 | X | M | GDDET0113 | SENSOR ASSY,MOS H2S,DETCON,965-01542B100 | EA | ZCHN | Not ordered | NO | NO
EM08 | 11000622 | NO | M | EMPWS0005 | POWER SUPPLY,WESDAC,GE,521-0105,HVAC,75W | EA | ZCHN | Not ordered | 11000622 | NO
EM15 | 11000623 | NO | M | GDDET0013 | CHANNEL,1010-N4X10,954-101051-301,DETCON | EA | ZCHN | Not ordered | 11000623 | 11000623
IM04 | 11000626 | NO | M | EMRTU0006 | EEPROM,GE,SBA 0009.00 3.05-U10 | EA | ZCHN | Not ordered | 11000626 | NO
IM04 | 11000628 | NO | M | EMCTM0003 | MODULE,WESTERM D20 CD,GE,517-0180 | EA | ZCHN | Not ordered | 11000628 | NO
IM04 | 11000630 | NO | M | EMMCM0018 | COMMUNICATION CHANGEOVER,GE,520-A004,24V | EA | ZCHN | Not ordered | 11000630 | NO
IM08 | 11000631 | NO | M | GDCAL0083 | CYLINDER,CALIBRATION GAS,ALUMINUM,103l | EA | ZCHN | Not ordered | 11000631 | 11000631
IM04 | 11000632 | NO | M | EMRTU0374 | MODULE,WESDAC D20M++,GE,526-1010 | EA | ZCHN | Not ordered | 11000632 | NO
IM04 | 11000634 | NO | M | EMMCM0017 | MODULE,D20ME2,GE,526-2006,SAB1698 V4 | EA | ZCHN | Not ordered | 11000634 | 11000634
IM21 | 11000635 | NO | M | EMSTT0001 | PANEL,RS232 SWITCH/WESTERM J,GE,520-0107 | EA | ZCHN | Not ordered | 11000635 | NO
IM18 | 11000636 | NO | M | EMPRT0022 | SENSOR ASSY,DETCON,965-555500-010 | EA | ZCHN | Not ordered | 11000636 | NO
IM18 | 11000637 | NO | M | EMPRT0020 | SENSOR ASSY,DETCON,964-525420-100,FP524C | EA | ZCHN | Not ordered | 11000637 | NO
IM04 | 11000641 | NO | M | EMMDM0001 | DISPLAY,WESDAC DATA,GE,5200169,RACK MNT | EA | ZCHN | Not ordered | 11000641 | NO
IM04 | 11000643 | NO | M | EMMCM0023 | MEDIA INTERFACE CARD,GE,977-0298-01 | RM | ZCHN | Not ordered | NO | NO
IM04 | 11000644 | NO | M | EMCAW0003 | COMMUNICATION CHANGEOVER,GE,520-A003,48V | EA | ZCHN | Not ordered | 11000644 | 11000644
IM04 | 11000645 | NO | M | EMCAW0002 | MEDIA INTERFACE CARD,D20EME,GE,526-2110 | EA | ZCHN | Not ordered | 11000645 | NO
EM08 | 11000647 | NO | M | EMSTT0004 | WESTERM,D20SD (DB25) ,D20STLDUS024SUU | EA | ZCHN | Not ordered | 11000647 | 11000647
IM04 | 11000648 | X | M | EMCAM0002 | MODULE,ANALOG I/O,WESDACD20C,GE,540-0166 | EA | ZCHN | Not ordered | NO | NO
IM18 | 11000649 | NO | M | GDDET0082 | SENSOR ASSEMBLY,LEL,DETCON,965-52542B100 | EA | ZCHN | Not ordered | 11000649 | NO
IM08 | 11000650 | X | M | GDDET0094 | GAS DETECTION,954-020210-000,DUAL,DETCON | EA | ZCHN | Not ordered | NO | NO
EM11 | 11000654 | X | M | GDDET0092 | SINGLE SIREN,9771L2000OF3,AV1C1D2C,120V | EA | ZCHN | Not ordered | NO | NO
IM04 | 11000656 | NO | M | EMCAW0001 | MODULE,D20C WESMAINT INPUT,GE,540-0162 | EA | ZCHN | Not ordered | 11000656 | NO
IM04 | 11000657 | NO | M | EMMCM0020 | MODULE,WESTERM D20M++(NGC),GE,517-0245 | EA | ZCHN | Not ordered | 11000657 | NO
IM04 | 11000658 | NO | M | EMRTU0418 | MODULE,WESTERM D20 CDI,GE,517-0332,24V | EA | ZCHN | Not ordered | 11000658 | NO
IM15 | 11000662 | NO | M | EMRTU0426 | MEMORY CARD,ETHERNET,D20 EME,GE,526-2101 | EA | ZCHN | Not ordered | 11000662 | 11000662
IM04 | 11000663 | NO | M | EMRTU0273 | MODULE,WESTERM D20A,GE,517-0163,TYPE1 V1 | EA | ZCHN | Not ordered | 11000663 | NO
ITM2 | 11000664 | NO | M | FWDTT0020 | BOOTROM,GE,P130-0 VER.212,FOR SAB4753/00 | EA | ZCHN | Not ordered | 11000664 | 11000664
IM05 | 11000665 | X | M | GDCAL0154 | DETECTOR,CO PLUG-IN,377-444401-1X5K | EA | ZCHN | Not ordered | NO | NO
IM04 | 11000666 | X | M | DDELM0001 | CARD,D25 10BASE-T XCOM,GE,580-0994 | EA | ZCHN | Not ordered | NO | NO
IM22 | 11000667 | X | M | EIEEQ0386 | TRANSMITTER,LEVEL,MAGNETROL,XE35KQ3AH1E | EA | ZCHN | Not ordered | NO | NO
IM04 | 11000669 | NO | M | EMRLM0002 | MODULE,WESTERM D20 KR,GE,D20KTLDUUSUUU | EA | ZCHN | Not ordered | 11000669 | 11000669
IM04 | 11000671 | NO | M | EMMMM0003 | MODULE,MEMORY,D20 EME,GE,526-2102,8MB | EA | ZCHN | Not ordered | 11000671 | NO
IM07 | 11000680 | NO | M | EIEEQ0167 | Calibration Adaptor for LEL - PN: 943-00 | EA | ZCHN | Not ordered | 11000680 | NO
IM22 | 11000682 | NO | M | GDDET0019 | Plug In Transmitter w/HART FP-524D, PN# | EA | ZCHN | Not ordered | 11000682 | NO
IM08 | 11000684 | NO | M | GDDET0056 | Combustible gas field replaceable plug-i | EA | ZCHN | Not ordered | 11000684 | 11000684
IM22 | 11000689 | NO | M | GDELM0513 | TRANSMITTER,GUIDED WAVE TDR,706-511A-310 | EA | ZCHN | Not ordered | 11000689 | 11000689
IM01 | 11000690 | NO | M | GDELM0548 | Teledyne Mdl. Insta Trans Oxygen Analyze | EA | ZCHN | Not ordered | 11000690 | NO
IM07 | 11000691 | NO | M | GDELM0554 | Heater - H00249 for Model # 6000 Serie | EA | ZCHN | Not ordered | 11000691 | NO
IM02 | 11000692 | NO | M | GDELM0557 | GRP XENON BEACON, XB15UL0241508RWBTN | EA | ZCHN | Not ordered | 11000692 | NO
IM02 | 11000693 | NO | M | GDELM0563 | XB15UL1201508RWBDTR, XENON BEACON | EA | ZCHN | Not ordered | 11000693 | NO
IM02 | 11000694 | NO | M | GDELM0564 | XB15UL1201508BWBDTR, XENON BEACON | EA | ZCHN | Not ordered | 11000694 | 11000694
IM22 | 11000695 | NO | M | GDELM0606 | GUIDED WAVE TDR LEVEL TRANSMITTER, 706- | EA | ZCHN | Not ordered | 11000695 | NO
IM25 | 11000696 | NO | M | GDELM0614 | MULTI RAE PUMP ASSEMBLY, P/N-020-3603-00 | EA | ZCHN | Not ordered | 11000696 | NO
IM18 | 11000698 | X | M | N/A | DELETED | EA | ZCHN | Not ordered | 11000698 | 11000698
IM03 | 11000713 | NO | M | EMSYS0005 | 976-00E485-000, Ethernet connection | EA | ZCHN | Not ordered | 11000713 | 11000713
IM21 | 11000716 | NO | M | GDSGM0011 | CAGE MOUN.DISP.LVL,N15-DB21-HM3 | EA | ZCHN | Not ordered | 11000716 | 11000716
IM21 | 11000717 | NO | M | GDSGM0013 | CAGE MOUN.FLT.LVL SWT,XA75-AV40+ | EA | ZCHN | Not ordered | 11000717 | 11000717
IM21 | 11000718 | NO | M | ECSGM0034 | CAP. LVL SWTCH, Model # 822-1002-G00 | EA | ZCHN | Not ordered | 11000718 | 11000718
IM25 | 11000719 | NO | M | GDELM0609 | CHLORINE SNR ASSY.DM-600IS-CL2,966-747+ | SET | ZCHN | Not ordered | 11000719 | 11000719
IM22 | 11000721 | NO | M | GDELM0611 | DIFF.PRESS.TRANSMIT.- YSTD820-E1AS4AS,HW | EA | ZCHN | Not ordered | 11000721 | 11000721
IM18 | 11000723 | NO | M | GDSNR0033 | DM-700-CO Carbon MONOXIDE SNR.ASSY | SET | ZCHN | Not ordered | 11000723 | 11000723
IM18 | 11000724 | NO | M | GDSNR0034 | DM-700-HCL HYD.CHLRO.ASSY, 9H7-090991+ | SET | ZCHN | Not ordered | 11000724 | 11000724
IM18 | 11000725 | NO | M | GDSNR0035 | mm-700-O2 Oxygen Deficiency Gas Sensor | EA | ZCHN | Not ordered | 11000725 | 11000725
IM22 | 11000730 | NO | M | GDELM0657 | TRANSMITTER,TDR LVL,, 705-51AA-310, | EA | ZCHN | Not ordered | 11000730 | 11000730
IM22 | 11000731 | NO | M | GDELM0612 | TRANSMITTER,TDR LVL,,706-511A-322, | EA | ZCHN | Not ordered | 11000731 | 11000731
IM07 | 11000732 | NO | M | GDINU0018 | GUIDED WAVE TDR PROBE, X7EK-M44A-020 | EA | ZCHN | Not ordered | 11000732 | 11000732
IM07 | 11000733 | NO | M | GDELM0637 | GUIDED WAVE TDR PROBE, X7MD-NUTN-135 | EA | ZCHN | Not ordered | 11000733 | 11000733
IM07 | 11000734 | NO | M | GDELM0596 | Guided Wave TDR Probe, X7ED-N64N-132 | EA | ZCHN | Not ordered | 11000734 | 11000734
IM07 | 11000735 | NO | M | GDELM0595 | Guided Wave TDR Probe, X7ED-N65N-074 | EA | ZCHN | Not ordered | 11000735 | 11000735
IM07 | 11000736 | NO | M | GDELM0636 | GUIDED WAVE TDR PROBE, X7MD-N54N-066 | EA | ZCHN | Not ordered | 11000736 | 11000736
IM25 | 11000737 | NO | M | GDELM0635 | INSTA-TRACE CELL HOLDER, P/N: B74085 | EA | ZCHN | Not ordered | NO | NO
IM25 | 11000738 | NO | M | EISGR0039 | INTERFACE BOARD, P/N: B00718 | EA | ZCHN | Not ordered | 11000738 | 11000738
IM09 | 11000739 | NO | M | GDELM0373 | LEVEL GAUGE - MOD - XABA-AELR-5H0/146, | EA | ZCHN | Not ordered | 11000739 | 11000739
IM09 | 11000740 | NO | M | GDELM0382 | LEVEL GAUGE - MOD - XABA-AELR-5H0/72 | EA | ZCHN | Not ordered | 11000740 | 11000740
IM09 | 11000741 | NO | M | GDELM0387 | LEVEL GAUGE - MOD - XABA-AELR-2A0/101 | EA | ZCHN | Not ordered | 11000741 | 11000741
IM09 | 11000742 | NO | M | GDELM0388 | LEVEL GAUGE - MOD - XABA-AELR-2A0/101 | EA | ZCHN | Not ordered | 11000742 | 11000742
IM09 | 11000743 | NO | M | GDELM0383 | LEVEL GAUGE - MOD - XABA-AELR-2A0/138 | EA | ZCHN | Not ordered | 11000743 | 11000743
IM09 | 11000744 | NO | M | GDELM0384 | LEVEL GAUGE - MOD - XABA-AELR-2A0/138 | EA | ZCHN | Not ordered | 11000744 | 11000744
IM09 | 11000745 | NO | M | GDELM0316 | LEVEL GAUGE - MOD - XABA-AELR-2A0/158 | EA | ZCHN | Not ordered | 11000745 | 11000745
IM09 | 11000746 | NO | M | GDELM0379 | LEVEL GAUGE - MOD - XABA-AELR-2A0/172 | EA | ZCHN | Not ordered | 11000746 | 11000746
IM09 | 11000747 | NO | M | GDELM0371 | LEVEL GAUGE - MOD - XABA-AELR-2A0/174 | EA | ZCHN | Not ordered | 11000747 | 11000747
IM09 | 11000748 | NO | M | GDELM0282 | LEVEL GAUGE - MOD - XABA-AELR-2A0/197 | EA | ZCHN | Not ordered | 11000748 | 11000748
IM09 | 11000749 | NO | M | GDELM0374 | LEVEL GAUGE - MOD - XABA-AELR-2A0/210 | EA | ZCHN | Not ordered | 11000749 | 11000749
IM09 | 11000750 | NO | M | GDELM0290 | LEVEL GAUGE - MOD - XABA-AELR-2A0/214 | EA | ZCHN | Not ordered | 11000750 | 11000750
IM09 | 11000751 | NO | M | GDELM0317 | LEVEL GAUGE - MOD - XABA-AELR-2A0/250 | EA | ZCHN | Not ordered | 11000751 | 11000751
IM09 | 11000752 | NO | M | GDELM0281 | LEVEL GAUGE - MOD - XABA-AELR-2A0/264 | EA | ZCHN | Not ordered | 11000752 | 11000752
IM09 | 11000753 | NO | M | GDELM0304 | LEVEL GAUGE - MOD - XABA-AELR-2A0/264 | EA | ZCHN | Not ordered | 11000753 | 11000753
IM09 | 11000754 | NO | M | GDELM0305 | LEVEL GAUGE - MOD - XABA-AELR-2A0/264 | EA | ZCHN | Not ordered | 11000754 | 11000754
IM09 | 11000755 | NO | M | GDELM0303 | LEVEL GAUGE - MOD - XABA-AELR-2A0/342 | EA | ZCHN | Not ordered | 11000755 | 11000755
IM09 | 11000756 | NO | M | GDELM0341 | LEVEL GAUGE - MOD - XABA-AELR-2H0/116 | EA | ZCHN | Not ordered | 11000756 | 11000756
IM09 | 11000757 | NO | M | GDELM0377 | LEVEL GAUGE - MOD - XABA-AELR-2H0/132 | EA | ZCHN | Not ordered | 11000757 | 11000757
IM09 | 11000758 | NO | M | GDELM0378 | LEVEL GAUGE - MOD - XABA-AELR-2H0/132 | EA | ZCHN | Not ordered | 11000758 | 11000758
IM09 | 11000759 | NO | M | GDELM0389 | LEVEL GAUGE - MOD - XABA-AELR-2H0/174 | EA | ZCHN | Not ordered | 11000759 | 11000759
IM09 | 11000760 | NO | M | GDELM0390 | LEVEL GAUGE - MOD - XABA-AELR-2H0/174 | EA | ZCHN | Not ordered | 11000760 | 11000760
IM09 | 11000761 | NO | M | GDELM0318 | LEVEL GAUGE - MOD - XABA-AELR-2H0/332 | EA | ZCHN | Not ordered | 11000761 | 11000761
IM09 | 11000762 | NO | M | GDELM0385 | LEVEL GAUGE - MOD - XABA-AELR-5H0/123 | EA | ZCHN | Not ordered | 11000762 | 11000762
IM09 | 11000763 | NO | M | GDELM0386 | LEVEL GAUGE - MOD - XABA-AELR-5H0/123 | EA | ZCHN | Not ordered | 11000763 | 11000763
IM09 | 11000764 | NO | M | GDELM0375 | LEVEL GAUGE - MOD - XABA-AELR-5H0/142 | EA | ZCHN | Not ordered | 11000764 | 11000764
IM09 | 11000765 | NO | M | GDELM0376 | LEVEL GAUGE - MOD - XABA-AELR-5H0/142 | EA | ZCHN | Not ordered | 11000765 | 11000765
IM09 | 11000766 | NO | M | GDELM0372 | LEVEL GAUGE - MOD - XABA-AELR-5H0/146 | EA | ZCHN | Not ordered | 11000766 | 11000766
IM09 | 11000767 | NO | M | GDELM0381 | LEVEL GAUGE - MOD - XABA-AELR-5H0/72 | EA | ZCHN | Not ordered | 11000767 | 11000767
IM09 | 11000768 | NO | M | GDELM0211 | LEVEL GAUGE - MOD - XABA-AELR-7H0/083 | EA | ZCHN | Not ordered | 11000768 | 11000768
IM09 | 11000769 | NO | M | GDELM0220 | LEVEL GAUGE - MOD - XABA-AELR-3B0/098 | EA | ZCHN | Not ordered | 11000769 | 11000769
IM09 | 11000770 | NO | M | GDELM0326 | LEVEL GAUGE - MOD - XABA-AELR-2A0/109 | EA | ZCHN | Not ordered | 11000770 | 11000770
IM09 | 11000771 | NO | M | GDELM0333 | LEVEL GAUGE - MOD - XABA-AELR-2A0/172 | EA | ZCHN | Not ordered | 11000771 | 11000771
IM09 | 11000772 | NO | M | GDELM0334 | LEVEL GAUGE - MOD - XABA-AELR-2A0/172 | EA | ZCHN | Not ordered | 11000772 | 11000772
IM09 | 11000773 | NO | M | GDELM0380 | LEVEL GAUGE- MOD - XABA-AELR-2A0/172 | EA | ZCHN | Not ordered | 11000773 | 11000773
IM09 | 11000774 | NO | M | GDELM0324 | LEVEL GAUGE - MOD - XABA-AELR-2A0/176 | EA | ZCHN | Not ordered | 11000774 | 11000774
IM09 | 11000775 | NO | M | GDELM0325 | LEVEL GAUGE - MOD - XABA-AELR-2A0/176 | EA | ZCHN | Not ordered | 11000775 | 11000775
IM09 | 11000776 | NO | M | GDELM0340 | LEVEL GAUGE - MOD - XABA-AELR-2A0/182 | EA | ZCHN | Not ordered | 11000776 | 11000776
IM09 | 11000777 | NO | M | GDELM0351 | LEVEL GAUGE - MOD - XABA-AELR-2A0/182 | EA | ZCHN | Not ordered | 11000777 | 11000777
IM09 | 11000778 | NO | M | GDELM0362 | LEVEL GAUGE - MOD - XABA-AELR-2A0/182 | EA | ZCHN | Not ordered | 11000778 | 11000778
IM09 | 11000779 | NO | M | GDELM0306 | LEVEL GAUGE - MOD - XABA-AELR-2A0/197 | EA | ZCHN | Not ordered | 11000779 | 11000779
IM09 | 11000780 | NO | M | GDELM0370 | LEVEL GAUGE - MOD - XABA-AELR-2A0/210 | EA | ZCHN | Not ordered | 11000780 | 11000780
IM09 | 11000781 | NO | M | GDELM0283 | LEVEL GAUGE - MOD - XABA-AELR-2A0/214 | EA | ZCHN | Not ordered | 11000781 | 11000781
IM09 | 11000782 | NO | M | GDELM0284 | LEVEL GAUGE - MOD - XABA-AELR-2A0/214 | EA | ZCHN | Not ordered | 11000782 | 11000782
IM09 | 11000783 | NO | M | GDELM0285 | LEVEL GAUGE - MOD - XABA-AELR-2A0/214 | EA | ZCHN | Not ordered | 11000783 | 11000783
IM09 | 11000784 | NO | M | GDELM0286 | LEVEL GAUGE - MOD - XABA-AELR-2A0/214 | EA | ZCHN | Not ordered | 11000784 | 11000784
IM09 | 11000785 | NO | M | GDELM0287 | LEVEL GAUGE - MOD - XABA-AELR-2A0/214 | EA | ZCHN | Not ordered | 11000785 | 11000785
IM09 | 11000786 | NO | M | GDELM0288 | LEVEL GAUGE - MOD - XABA-AELR-2A0/214 | EA | ZCHN | Not ordered | 11000786 | 11000786
IM09 | 11000787 | NO | M | GDELM0289 | LEVEL GAUGE - MOD - XABA-AELR-2A0/214 | EA | ZCHN | Not ordered | 11000787 | 11000787
IM09 | 11000788 | NO | M | GDELM0307 | LEVEL GAUGE - MOD - XABA-AELR-2A0/214 | EA | ZCHN | Not ordered | 11000788 | 11000788
IM09 | 11000789 | NO | M | GDELM0308 | LEVEL GAUGE - MOD - XABA-AELR-2A0/214 | EA | ZCHN | Not ordered | 11000789 | 11000789
IM09 | 11000790 | NO | M | GDELM0309 | LEVEL GAUGE - MOD - XABA-AELR-2A0/214 | EA | ZCHN | Not ordered | 11000790 | 11000790
IM09 | 11000791 | NO | M | GDELM0310 | LEVEL GAUGE - MOD - XABA-AELR-2A0/214 | EA | ZCHN | Not ordered | 11000791 | 11000791
IM09 | 11000792 | NO | M | GDELM0311 | LEVEL GAUGE - MOD - XABA-AELR-2A0/214 | EA | ZCHN | Not ordered | 11000792 | 11000792
IM09 | 11000793 | NO | M | GDELM0312 | LEVEL GAUGE - MOD - XABA-AELR-2A0/214 | EA | ZCHN | Not ordered | 11000793 | 11000793
IM09 | 11000794 | NO | M | GDELM0313 | LEVEL GAUGE - MOD - XABA-AELR-2A0/214 | EA | ZCHN | Not ordered | 11000794 | 11000794
IM09 | 11000795 | NO | M | GDELM0314 | LEVEL GAUGE - MOD - XABA-AELR-2A0/214 | EA | ZCHN | Not ordered | 11000795 | 11000795
IM09 | 11000796 | NO | M | GDELM0335 | LEVEL GAUGE - MOD - XABA-AELR-2A0/214 | EA | ZCHN | Not ordered | 11000796 | 11000796
IM09 | 11000797 | NO | M | GDELM0336 | LEVEL GAUGE - MOD - XABA-AELR-2A0/214 | EA | ZCHN | Not ordered | 11000797 | 11000797
IM09 | 11000798 | NO | M | GDELM0337 | LEVEL GAUGE - MOD - XABA-AELR-2A0/214 | EA | ZCHN | Not ordered | 11000798 | 11000798
IM09 | 11000799 | NO | M | GDELM0338 | LEVEL GAUGE - MOD - XABA-AELR-2A0/214 | EA | ZCHN | Not ordered | 11000799 | 11000799
IM09 | 11000800 | NO | M | GDELM0346 | LEVEL GAUGE - MOD - XABA-AELR-2A0/214 | EA | ZCHN | Not ordered | 11000800 | 11000800
IM09 | 11000801 | NO | M | GDELM0347 | LEVEL GAUGE - MOD - XABA-AELR-2A0/214 | EA | ZCHN | Not ordered | 11000801 | 11000801
IM09 | 11000802 | NO | M | GDELM0348 | LEVEL GAUGE - MOD - XABA-AELR-2A0/214 | EA | ZCHN | Not ordered | 11000802 | 11000802
IM09 | 11000803 | NO | M | GDELM0349 | LEVEL GAUGE - MOD - XABA-AELR-2A0/214 | EA | ZCHN | Not ordered | 11000803 | 11000803
IM09 | 11000804 | NO | M | GDELM0327 | LEVEL GAUGE - MOD - XABA-AELR-2A0/219 | EA | ZCHN | Not ordered | 11000804 | 11000804
IM09 | 11000805 | NO | M | GDELM0328 | LEVEL GAUGE - MOD - XABA-AELR-2A0/219 | EA | ZCHN | Not ordered | 11000805 | 11000805
IM09 | 11000806 | NO | M | GDELM0329 | LEVEL GAUGE - MOD - XABA-AELR-2A0/219 | EA | ZCHN | Not ordered | 11000806 | 11000806
IM09 | 11000807 | NO | M | GDELM0330 | LEVEL GAUGE - MOD - XABA-AELR-2A0/219 | EA | ZCHN | Not ordered | 11000807 | 11000807
IM09 | 11000808 | NO | M | GDELM0292 | LEVEL GAUGE - MOD - XABA-AELR-2A0/250 | EA | ZCHN | Not ordered | 11000808 | 11000808
IM09 | 11000809 | NO | M | GDELM0293 | LEVEL GAUGE - MOD - XABA-AELR-2A0/250 | EA | ZCHN | Not ordered | 11000809 | 11000809
IM09 | 11000810 | NO | M | GDELM0315 | LEVEL GAUGE - MOD - XABA-AELR-2A0/250 | EA | ZCHN | Not ordered | 11000810 | 11000810
IM09 | 11000811 | NO | M | GDELM0280 | LEVEL GAUGE - MOD - XABA-AELR-2A0/264 | EA | ZCHN | Not ordered | 11000811 | 11000811
IM09 | 11000812 | NO | M | GDELM0268 | LEVEL GAUGE - MOD - XABA-AELR-2A0/269 | EA | ZCHN | Not ordered | 11000812 | 11000812
IM09 | 11000813 | NO | M | GDELM0269 | LEVEL GAUGE - MOD - XABA-AELR-2A0/269 | EA | ZCHN | Not ordered | 11000813 | 11000813
IM09 | 11000814 | NO | M | GDELM0342 | LEVEL GAUGE - MOD - XABA-AELR-2A0/269 | EA | ZCHN | Not ordered | 11000814 | 11000814
IM09 | 11000815 | NO | M | GDELM0343 | LEVEL GAUGE - MOD - XABA-AELR-2A0/269 | EA | ZCHN | Not ordered | 11000815 | 11000815
IM09 | 11000816 | NO | M | GDELM0344 | LEVEL GAUGE - MOD - XABA-AELR-2A0/269 | EA | ZCHN | Not ordered | 11000816 | 11000816
IM09 | 11000817 | NO | M | GDELM0345 | LEVEL GAUGE - MOD - XABA-AELR-2A0/269 | EA | ZCHN | Not ordered | 11000817 | 11000817
IM09 | 11000818 | NO | M | GDELM0353 | LEVEL GAUGE - MOD - XABA-AELR-2A0/269 | EA | ZCHN | Not ordered | 11000818 | 11000818
IM09 | 11000819 | NO | M | GDELM0354 | LEVEL GAUGE - MOD - XABA-AELR-2A0/269 | EA | ZCHN | Not ordered | 11000819 | 11000819
IM09 | 11000820 | NO | M | GDELM0355 | LEVEL GAUGE - MOD - XABA-AELR-2A0/269 | EA | ZCHN | Not ordered | 11000820 | 11000820
IM09 | 11000821 | NO | M | GDELM0256 | LEVEL GAUGE - MOD - XABA-AELR-2A0/288 | EA | ZCHN | Not ordered | 11000821 | 11000821
IM09 | 11000822 | NO | M | GDELM0321 | LEVEL GAUGE - MOD - XABA-AELR-2A0/297 | EA | ZCHN | Not ordered | 11000822 | 11000822
IM09 | 11000823 | NO | M | GDELM0276 | LEVEL GAUGE - MOD - XABA-AELR-2A0/307 | EA | ZCHN | Not ordered | 11000823 | 11000823
IM09 | 11000824 | NO | M | GDELM0277 | LEVEL GAUGE - MOD - XABA-AELR-2A0/307 | EA | ZCHN | Not ordered | 11000824 | 11000824
IM09 | 11000825 | NO | M | GDELM0257 | LEVEL GAUGE - MOD - XABA-AELR-2A0/313 | EA | ZCHN | Not ordered | 11000825 | 11000825
IM09 | 11000826 | NO | M | GDELM0260 | LEVEL GAUGE - MOD - XABA-AELR-2A0/313 | EA | ZCHN | Not ordered | 11000826 | 11000826
IM09 | 11000827 | NO | M | GDELM0261 | LEVEL GAUGE - MOD - XABA-AELR-2A0/313 | EA | ZCHN | Not ordered | 11000827 | 11000827
IM09 | 11000828 | NO | M | GDELM0320 | LEVEL GAUGE - MOD - XABA-AELR-2A0/332 | EA | ZCHN | Not ordered | 11000828 | 11000828
IM09 | 11000829 | NO | M | GDELM0258 | LEVEL GAUGE - MOD - XABA-AELR-2A0/338 | EA | ZCHN | Not ordered | 11000829 | 11000829
IM09 | 11000830 | NO | M | GDELM0262 | LEVEL GAUGE - MOD - XABA-AELR-2A0/338 | EA | ZCHN | Not ordered | 11000830 | 11000830
IM09 | 11000831 | NO | M | GDELM0278 | LEVEL GAUGE - MOD - XABA-AELR-2A0/342 | EA | ZCHN | Not ordered | 11000831 | 11000831
IM09 | 11000832 | NO | M | GDELM0279 | LEVEL GAUGE - MOD - XABA-AELR-2A0/342 | EA | ZCHN | Not ordered | 11000832 | 11000832
IM09 | 11000833 | NO | M | GDELM0302 | LEVEL GAUGE - MOD - XABA-AELR-2A0/342 | EA | ZCHN | Not ordered | 11000833 | 11000833
IM09 | 11000834 | NO | M | GDELM0259 | LEVEL GAUGE - MOD - XABA-AELR-2A0/97 | EA | ZCHN | Not ordered | 11000834 | 11000834
IM09 | 11000835 | NO | M | GDELM0263 | LEVEL GAUGE - MOD - XABA-AELR-2A0/97 | EA | ZCHN | Not ordered | 11000835 | 11000835
IM09 | 11000836 | NO | M | GDELM0264 | LEVEL GAUGE - MOD - XABA-AELR-2A0/97 | EA | ZCHN | Not ordered | 11000836 | 11000836
IM09 | 11000837 | NO | M | GDELM0265 | LEVEL GAUGE - MOD - XABA-AELR-2A0/97 | EA | ZCHN | Not ordered | 11000837 | 11000837
IM09 | 11000838 | NO | M | GDELM0339 | LEVEL GAUGE - MOD - XABA-AELR-2H0/116 | EA | ZCHN | Not ordered | 11000838 | 11000838
IM09 | 11000839 | NO | M | GDELM0350 | LEVEL GAUGE - MOD - XABA-AELR-2H0/116 | EA | ZCHN | Not ordered | 11000839 | 11000839
IM09 | 11000840 | NO | M | GDELM0352 | LEVEL GAUGE - MOD - XABA-AELR-2H0/116 | EA | ZCHN | Not ordered | 11000840 | 11000840
IM09 | 11000841 | NO | M | GDELM0266 | LEVEL GAUGE - MOD - XABA-AELR-2H0/162 | EA | ZCHN | Not ordered | 11000841 | 11000841
IM09 | 11000842 | NO | M | GDELM0267 | LEVEL GAUGE - MOD - XABA-AELR-2H0/162 | EA | ZCHN | Not ordered | 11000842 | 11000842
IM09 | 11000843 | NO | M | GDELM0331 | LEVEL GAUGE - MOD - XABA-AELR-2H0/187 | EA | ZCHN | Not ordered | 11000843 | 11000843
IM09 | 11000844 | NO | M | GDELM0357 | LEVEL GAUGE - MOD - XABA-AELR-2H0/187 | EA | ZCHN | Not ordered | 11000844 | 11000844
IM09 | 11000845 | NO | M | GDELM0300 | LEVEL GAUGE - MOD - XABA-AELR-2H0/307 | EA | ZCHN | Not ordered | 11000845 | 11000845
IM09 | 11000846 | NO | M | GDELM0301 | LEVEL GAUGE - MOD - XABA-AELR-2H0/307 | EA | ZCHN | Not ordered | 11000846 | 11000846
IM09 | 11000847 | NO | M | GDELM0319 | LEVEL GAUGE - MOD - XABA-AELR-2H0/332 | EA | ZCHN | Not ordered | 11000847 | 11000847
IM09 | 11000848 | NO | M | GDELM0274 | LEVEL GAUGE - MOD - XABA-AELR-2H0/342 | EA | ZCHN | Not ordered | 11000848 | 11000848
IM09 | 11000849 | NO | M | GDELM0275 | LEVEL GAUGE - MOD - XABA-AELR-2H0/342 | EA | ZCHN | Not ordered | 11000849 | 11000849
IM09 | 11000850 | NO | M | GDELM0298 | LEVEL GAUGE - MOD - XABA-AELR-2H0/342 | EA | ZCHN | Not ordered | 11000850 | 11000850
IM09 | 11000851 | NO | M | GDELM0299 | LEVEL GAUGE - MOD - XABA-AELR-2H0/342 | EA | ZCHN | Not ordered | 11000851 | 11000851
IM09 | 11000852 | NO | M | GDELM0228 | LEVEL GAUGE - MOD - XABA-AELR-3A0/186 | EA | ZCHN | Not ordered | 11000852 | 11000852
IM09 | 11000853 | NO | M | GDELM0270 | LEVEL GAUGE - MOD - XABA-AELR-3A0/242 | EA | ZCHN | Not ordered | 11000853 | 11000853
IM09 | 11000854 | NO | M | GDELM0294 | LEVEL GAUGE - MOD - XABA-AELR-3A0/242 | EA | ZCHN | Not ordered | 11000854 | 11000854
IM09 | 11000855 | NO | M | GDELM0214 | LEVEL GAUGE - Mod - XABA-AELR-3A0/288 | EA | ZCHN | Not ordered | 11000855 | 11000855
IM09 | 11000856 | NO | M | GDELM0223 | LEVEL GAUGE - MOD - XABA-AELR-3B0/186 | EA | ZCHN | Not ordered | 11000856 | 11000856
IM09 | 11000857 | NO | M | GDELM0233 | LEVEL GAUGE - MOD - XABA-AELR-3H0/126 | EA | ZCHN | Not ordered | 11000857 | 11000857
IM09 | 11000858 | NO | M | GDELM0271 | LEVEL GAUGE - MOD - XABA-AELR-3H0/360 | EA | ZCHN | Not ordered | 11000858 | 11000858
IM09 | 11000859 | NO | M | GDELM0272 | LEVEL GAUGE - MOD - XABA-AELR-3H0/360 | EA | ZCHN | Not ordered | 11000859 | 11000859
IM09 | 11000860 | NO | M | GDELM0273 | LEVEL GAUGE - MOD - XABA-AELR-3H0/360 | EA | ZCHN | Not ordered | 11000860 | 11000860
IM09 | 11000861 | NO | M | GDELM0295 | LEVEL GAUGE - MOD - XABA-AELR-3H0/360 | EA | ZCHN | Not ordered | 11000861 | 11000861
IM09 | 11000862 | NO | M | GDELM0296 | LEVEL GAUGE - MOD - XABA-AELR-3H0/360 | EA | ZCHN | Not ordered | 11000862 | 11000862
IM09 | 11000863 | NO | M | GDELM0297 | LEVEL GAUGE - MOD - XABA-AELR-3H0/360 | EA | ZCHN | Not ordered | 11000863 | 11000863
IM09 | 11000864 | NO | M | GDELM0251 | LEVEL GAUGE - MOD - XABA-AELR-4A0/222 | EA | ZCHN | Not ordered | 11000864 | 11000864
IM09 | 11000865 | NO | M | GDELM0358 | LEVEL GAUGE - MOD - XABA-AELR-4A0/356 | EA | ZCHN | Not ordered | 11000865 | 11000865
IM09 | 11000866 | NO | M | GDELM0359 | LEVEL GAUGE - MOD - XABA-AELR-4A0/356 | EA | ZCHN | Not ordered | 11000866 | 11000866
IM09 | 11000867 | NO | M | GDELM0363 | LEVEL GAUGE - MOD - XABA-AELR-4A0/356 | EA | ZCHN | Not ordered | 11000867 | 11000867
IM09 | 11000868 | NO | M | GDELM0244 | LEVEL GAUGE - MOD - XABA-AELR-4H0/112 | EA | ZCHN | Not ordered | 11000868 | 11000868
IM09 | 11000869 | NO | M | GDELM0245 | LEVEL GAUGE - MOD - XABA-AELR-4H0/112 | EA | ZCHN | Not ordered | 11000869 | 11000869
IM09 | 11000870 | NO | M | GDELM0247 | LEVEL GAUGE - MOD - XABA-AELR-4H0/121 | EA | ZCHN | Not ordered | 11000870 | 11000870
IM09 | 11000871 | NO | M | GDELM0248 | LEVEL GAUGE - MOD - XABA-AELR-4H0/168 | EA | ZCHN | Not ordered | 11000871 | 11000871
IM09 | 11000872 | NO | M | GDELM0240 | LEVEL GAUGE - MOD - XABA-AELR-4H0/214 | EA | ZCHN | Not ordered | 11000872 | 11000872
IM09 | 11000873 | NO | M | GDELM0241 | LEVEL GAUGE - MOD - XABA-AELR-4H0/214 | EA | ZCHN | Not ordered | 11000873 | 11000873
IM09 | 11000874 | NO | M | GDELM0242 | LEVEL GAUGE - MOD - XABA-AELR-4H0/214 | EA | ZCHN | Not ordered | 11000874 | 11000874
IM09 | 11000875 | NO | M | GDELM0243 | LEVEL GAUGE - MOD - XABA-AELR-4H0/214 | EA | ZCHN | Not ordered | 11000875 | 11000875
IM09 | 11000876 | NO | M | GDELM0368 | LEVEL GAUGE - MOD - XABA-AELR-5H0/146 | EA | ZCHN | Not ordered | 11000876 | 11000876
IM09 | 11000877 | NO | M | GDELM0360 | LEVEL GAUGE - MOD - XABA-AELR-5H0/356 | EA | ZCHN | Not ordered | 11000877 | 11000877
IM09 | 11000878 | NO | M | GDELM0365 | LEVEL GAUGE - MOD - XABA-AELR-5H0/356 | EA | ZCHN | Not ordered | 11000878 | 11000878
IM09 | 11000879 | NO | M | GDELM0366 | LEVEL GAUGE - MOD - XABA-AELR-5H0/356 | EA | ZCHN | Not ordered | 11000879 | 11000879
IM09 | 11000880 | NO | M | GDELM0218 | LEVEL GAUGE - MOD - XACA-AELR-7H0/130 | EA | ZCHN | Not ordered | 11000880 | 11000880
IM09 | 11000881 | NO | M | GDELM0213 | LEVEL GAUGE - MOD # XABA-AELR-3A0/203 | EA | ZCHN | Not ordered | 11000881 | 11000881
IM09 | 11000882 | NO | M | GDELM0234 | LEVEL GAUGE - MOD- XABA-AELR-2H0/116 | EA | ZCHN | Not ordered | 11000882 | 11000882
IM09 | 11000883 | NO | M | GDELM0235 | LEVEL GAUGE - MOD- XABA-AELR-2H0/116 | EA | ZCHN | Not ordered | 11000883 | 11000883
IM09 | 11000884 | NO | M | GDELM0232 | LEVEL GAUGE - MOD- XABA-AELR-2H0/132 | EA | ZCHN | Not ordered | 11000884 | 11000884
IM09 | 11000885 | NO | M | GDELM0236 | LEVEL GAUGE - MOD- XABA-AELR-3H0/215 | EA | ZCHN | Not ordered | 11000885 | 11000885
IM09 | 11000886 | NO | M | GDELM0237 | LEVEL GAUGE - MOD- XABA-AELR-3H0/215 | EA | ZCHN | Not ordered | 11000886 | 11000886
IM09 | 11000887 | NO | M | GDELM0250 | LEVEL GAUGE - MOD- XABA-AELR-4A0/222 | EA | ZCHN | Not ordered | 11000887 | 11000887
IM09 | 11000888 | NO | M | GDELM0246 | LEVEL GAUGE - MOD- XABA-AELR-4H0/121 | EA | ZCHN | Not ordered | 11000888 | 11000888
IM09 | 11000889 | NO | M | GDELM0249 | LEVEL GAUGE - MOD- XABA-AELR-4H0/168 | EA | ZCHN | Not ordered | 11000889 | 11000889
IM09 | 11000890 | NO | M | GDELM0255 | LEVEL GAUGE - MOD- XABA-AELR-4H0/177 | EA | ZCHN | Not ordered | 11000890 | 11000890
IM09 | 11000891 | NO | M | GDELM0238 | LEVEL GAUGE - MOD- XABA-AELR-4H0/182 | EA | ZCHN | Not ordered | 11000891 | 11000891
IM09 | 11000892 | NO | M | GDELM0239 | LEVEL GAUGE - MOD- XABA-AELR-4H0/182 | EA | ZCHN | Not ordered | 11000892 | 11000892
IM09 | 11000893 | NO | M | GDELM0253 | LEVEL GAUGE - MOD- XABA-AELR-4H0/206 | EA | ZCHN | Not ordered | 11000893 | 11000893
IM09 | 11000894 | NO | M | GDELM0254 | LEVEL GAUGE - MOD- XABA-AELR-4H0/206 | EA | ZCHN | Not ordered | 11000894 | 11000894
IM09 | 11000895 | NO | M | GDELM0227 | LEVEL GAUGE - MOD- XABA-AELR-7H0/083 | EA | ZCHN | Not ordered | 11000895 | 11000895
IM09 | 11000896 | NO | M | GDELM0217 | LEVEL GAUGE - MOD -XABA-AELR-7H0/130 | EA | ZCHN | Not ordered | 11000896 | 11000896
IM09 | 11000897 | NO | M | GDELM0215 | LEVEL GAUGE - MOD- XABA-AELR-7H0/130 | EA | ZCHN | Not ordered | 11000897 | 11000897
IM09 | 11000898 | NO | M | GDELM0225 | LEVEL GAUGE - MOD- XACA-AELR-7B0/155 | EA | ZCHN | Not ordered | 11000898 | 11000898
IM09 | 11000899 | NO | M | GDELM0212 | LEVEL GAUGE - MOD-XABA-AELR-3A0/141 | EA | ZCHN | Not ordered | 11000899 | 11000899
IM09 | 11000900 | NO | M | GDELM0219 | LEVEL GAUGE - MOD-XABA-AELR-3B0/113 | EA | ZCHN | Not ordered | 11000900 | 11000900
IM09 | 11000901 | NO | M | GDELM0252 | LEVEL GAUGE - MOD-XABA-AELR-4H0/177 | EA | ZCHN | Not ordered | 11000901 | 11000901
IM09 | 11000902 | NO | M | GDELM0216 | LEVEL GAUGE - MOD-XACA-AELR-7H0/130 | EA | ZCHN | Not ordered | 11000902 | 11000902
IM09 | 11000903 | NO | M | GDELM0367 | LEVEL GAUGE- MOD - XABA-AELR-2A0/182 | EA | ZCHN | Not ordered | 11000903 | 11000903
IM09 | 11000904 | NO | M | GDELM0356 | LEVEL GAUGE- MOD - XABA-AELR-2A0/269 | EA | ZCHN | Not ordered | 11000904 | 11000904
IM09 | 11000905 | NO | M | GDELM0322 | LEVEL GAUGE- MOD - XABA-AELR-2A0/297 | EA | ZCHN | Not ordered | 11000905 | 11000905
IM09 | 11000906 | NO | M | GDELM0323 | LEVEL GAUGE- MOD - XABA-AELR-2A0/332 | EA | ZCHN | Not ordered | 11000906 | 11000906
IM09 | 11000907 | NO | M | GDELM0332 | LEVEL GAUGE- MOD - XABA-AELR-3A0/444 | EA | ZCHN | Not ordered | 11000907 | 11000907
IM09 | 11000908 | NO | M | GDELM0364 | LEVEL GAUGE- MOD - XABA-AELR-4A0/356 | EA | ZCHN | Not ordered | 11000908 | 11000908
IM09 | 11000909 | NO | M | GDELM0369 | LEVEL GAUGE- MOD - XABA-AELR-5H0/146 | EA | ZCHN | Not ordered | 11000909 | 11000909
IM22 | 11000910 | NO | M | GDELM0656 | LEVEL TRANSMITTER,X251-3H00-DOW-1E-021 | EA | ZCHN | Not ordered | 11000910 | 11000910
IM09 | 11000913 | NO | M | GDELM0588 | Magnetic Level Gauge, XAAA-AELQ-2A0/075 | EA | ZCHN | Not ordered | 11000913 | 11000913
IM25 | 11000915 | NO | M | GDELM0639 | MAGNETIC LEVEL INDICATOR,BGD-KB4D-555 | EA | ZCHN | Not ordered | 11000915 | 11000915
IM25 | 11000916 | NO | M | GDELM0561 | MAGNETIC LEVEL INDICATOR, X1M1-BAAB-BEB+ | EA | ZCHN | Not ordered | 11000916 | 11000916
IM25 | 11000917 | NO | M | GDELM0558 | Magnetic LVL Indicator,XAAA-ACLR-2H0/110 | EA | ZCHN | Not ordered | 11000917 | 11000917
IM18 | 11000926 | NO | M | GDSNR0036 | P/N: 9H7-50509 DM-702-NH3 Ammonia Sensor | EA | ZCHN | Not ordered | 11000926 | 11000926
IM25 | 11000927 | NO | M | GDELM0515 | P/N: X1MT-BA1A-AHNN-NNNN-NN1B199-195 | EA | ZCHN | Not ordered | 11000927 | 11000927
IM18 | 11000929 | NO | M | GDDET0351 | PLUG IN SENSOR, P/N: 371-171700-100 | EA | ZCHN | Not ordered | 11000929 | 11000929
IM22 | 11000930 | NO | M | GDELM0617 | PRESSURE TRANSMITTER, Honey Well | EA | ZCHN | Not ordered | 11000930 | 11000930
IM07 | 11000931 | NO | M | GDELM0616 | PROBE, GUIDED WAVE TDR, X7MD-N54N-060 | EA | ZCHN | Not ordered | 11000931 | 11000931
EM11 | 11000932 | NO | M | GDSNR0041 | SWITCH,THERM.DISP.,TD2-7H00-0G3 | EA | ZCHN | Not ordered | 11000932 | 11000932
IM18 | 11000933 | NO | M | GDSNR0040A | Teledyne Sensor O2 Zirconium | EA | ZCHN | Not ordered | 11000933 | 11000933
IM25 | 11000935 | NO | M | GDELM0654 | THERMOWELL, MODEL # W076-6S-6S | EA | ZCHN | Not ordered | 11000935 | 11000935
IM22 | 11000939 | NO | M | GDELM0618 | TRANSMITTER, STD730-F1HC4AS-1+, H.W. | EA | ZCHN | Not ordered | 11000939 | 11000939
IM22 | 11000940 | NO | M | GDELM0619 | TRANSMITTER, STD730-F1HN4AS-1 +,HW | EA | ZCHN | Not ordered | 11000940 | 11000940
IM22 | 11000941 | NO | M | GDELM0620 | TRANSMITTER, STG74L+, HONEY WELL | EA | ZCHN | Not ordered | 11000941 | 11000941
IM22 | 11000942 | NO | M | GDELM0621 | TRANSMITTER, STG74L+, HONEY WELL | EA | ZCHN | Not ordered | 11000942 | 11000942
IM22 | 11000943 | NO | M | GDELM0622 | TRANSMITTER, STR73D-21CS+, HONEY WELL | EA | ZCHN | Not ordered | 11000943 | 11000943
IM22 | 11000944 | NO | M | GDELM0623 | TRANSMITTER, STR73D-21CS+, HONEY WELL | EA | ZCHN | Not ordered | 11000944 | 11000944
IM22 | 11000945 | NO | M | GDELM0624 | TRANSMITTER, STR74G +, HONEY WELL | EA | ZCHN | Not ordered | 11000945 | 11000945
IM22 | 11000946 | NO | M | GDELM0625 | TRANSMITTER, STR74G-11A+, HONEYWELL | EA | ZCHN | Not ordered | 11000946 | 11000946
IM22 | 11000947 | NO | M | GDELM0626 | TRANSMITTER, STR74G-11A01+, HONEYWELL | EA | ZCHN | Not ordered | 11000947 | 11000947
IM22 | 11000948 | NO | M | GDELM0627 | TRANSMITTER, STR74G-11A01+, HONEYWELL | EA | ZCHN | Not ordered | 11000948 | 11000948
IM22 | 11000949 | NO | M | GDELM0628 | TRANSMITTER, STR74G-11A01+, HONEYWELL | EA | ZCHN | Not ordered | 11000949 | 11000949
IM22 | 11000950 | NO | M | GDELM0629 | TRANSMITTER, STR74G-11A01+, HONEYWELL | EA | ZCHN | Not ordered | 11000950 | 11000950
IM22 | 11000951 | NO | M | GDELM0630 | TRANSMITTER, STR74G-11A01+, HONEYWELL | EA | ZCHN | Not ordered | 11000951 | 11000951
IM22 | 11000952 | NO | M | GDELM0631 | TRANSMITTER, STR74G-11A01+, HONEYWELL | EA | ZCHN | Not ordered | 11000952 | 11000952
IM22 | 11000953 | NO | M | GDELM0632 | TRANSMITTER, STR74G-11A01+, HONEYWELL | EA | ZCHN | Not ordered | 11000953 | 11000953
IM22 | 11000954 | NO | M | GDELM0633 | TRANSMITTER, STR74G-11A01+, HONEYWELL | EA | ZCHN | Not ordered | 11000954 | 11000954
IM22 | 11000957 | NO | M | GDELM0394 | TRANSMITTER,X705-510A-C10,TDR LEVEL | EA | ZCHN | Not ordered | 11000957 | 11000957
IM22 | 11000958 | NO | M | GDELM0547 | TRANSMITTERX706-520A-C12 TDR level | EA | ZCHN | Not ordered | 11000958 | 11000958
IM21 | 11000959 | NO | M | GDSGM0004 | SWITC,THRML.DISP. XTD2-7D00-030, | EA | ZCHN | Not ordered | 11000959 | 11000959
IM22 | 11000960 | NO | M | GDELM0589 | PROBE GUIDED WAVE RADAR TDR 7MS-A538-170 | EA | ZCHN | Not ordered | 11000960 | 11000960
IM22 | 11000961 | NO | M | GDELM0590 | PROBE GUIDED WAVE RADER TDR | SET | ZCHN | Not ordered | 11000961 | 11000961
IM22 | 11000965 | NO | M | GDELM0658 | MAGNETIC LEVEL INDI.XABA-AELQ-2A0/056 | EA | ZCHN | Not ordered | NO | NO
IM22 | 11000979 | NO | M | GDELM0670 | LEVEL TRANSMITTER,MOD# XBGC-LB4D-168 | EA | ZCHN | Not ordered | NO | NO
IM22 | 11000980 | NO | M | GDELM0668 | MAG. LEVL INDI.MOD# XABA-AELQ-2A0/042 | EA | ZCHN | Not ordered | NO | NO
IM22 | 11000981 | NO | M | GDELM0667 | MAG. LEVL INDI.MOD# XABA-AELQ-2A0/178 | EA | ZCHN | Not ordered | NO | NO
IM22 | 11000982 | NO | M | GDELM0666 | MAG. LEVL INDI.MOD# XABA-AELQ-2A0/132 | EA | ZCHN | Not ordered | NO | NO
IM22 | 11000983 | NO | M | GDELM0664 | MAG. LEVL INDI.MOD# XABA-AELQ-2A0/270 | EA | ZCHN | Not ordered | NO | NO
IM22 | 11000984 | NO | M | GDELM0663 | MAG. LEVL INDI.MOD# XABA-AELQ-2A0/086 | EA | ZCHN | Not ordered | NO | NO
IM22 | 11000985 | NO | M | GDELM0662 | MAG. LEVL INDI.MOD# XABA-AELQ-2A0/102 | EA | ZCHN | Not ordered | NO | NO
IM22 | 11000986 | NO | M | GDELM0661 | MAG. LEVL INDI.MOD# XABA-AELQ-2A0/148 | EA | ZCHN | Not ordered | NO | NO
IM22 | 11000987 | NO | M | GDELM0660 | MAG. LEVL INDI.MOD# XABA-AELQ-2A0/072 | EA | ZCHN | Not ordered | NO | NO
IM22 | 11000988 | NO | M | GDELM0659 | MAG. LEVL INDI.MOD# XABA-AELQ-2A0/164 | EA | ZCHN | Not ordered | NO | NO
IM22 | 11000991 | NO | M | GDELM0700 | MAGNE.LEVEL TX, X242-ED41-1AA-AM-130 | EA | ZCHN | Not ordered | 11000991 | 11000991
IM22 | 11000993 | NO | M | GDELM0701 | MAGNETR. LEVEL TX,241-3H00-100-1M-165 | EA | ZCHN | Not ordered | 11000993 | 11000993
IM22 | 11000996 | NO | M | GDELM0703 | PRESS,TRANS.STG740-E1GN1A-1-0- + | EA | ZCHN | Not ordered | 11000996 | 11000996
IM25 | 11000997 | NO | M | MIINS0602 | SS QUICK CONN. FITTINGS, TELEDYNE | EA | ZCHN | Not ordered | 11000997 | 11000997
IM21 | 11000999 | NO | M | GDSGM0027 | TEMPERATURE SWITCH,802-8BS,UE | EA | ZCHN | Not ordered | 11000999 | 11000999
IM08 | 11001025 | NO | M | GDCAL0159 | AHG: Oxygen 2% balance N2 Mixture | EA | ZCHN | Not ordered | 11001025 | 11001025
IM01 | 11001026 | NO | M | ANANZ0147 | Teledyne: LXT 220 SMS system | EA | ZCHN | Not ordered | 11001026 | 11001026
IM21 | 11001028 | NO | M | GDSGM0031 | PN: XB35-2B30-BNK, Sealed Cage Float Lev | EA | ZCHN | Not ordered | 11001028 | 11001028
IM02 | 11001038 | NO | M | GDELM0711 | White Beacon PN: LD15ULDCBWBPTN | EA | ZCHN | Not ordered | 11001038 | 11001038
EM11 | 11001039 | NO | M | GDELM0712 | Push Button PN: PBUL5C5DSM7N | EA | ZCHN | Not ordered | 11001039 | 11001039
IM02 | 11001040 | NO | M | GDELM0713 | Blue Beacon PN: XB11UL02406CYBNYPN | EA | ZCHN | Not ordered | 11001040 | 11001040
IM18 | 11001041 | NO | M | GDDETT041 | DETCON: 500-005065-007OX | EA | ZCHN | Not ordered | 11001041 | 11001041
IM21 | 11001056 | NO | M | GDSGM0030 | LEVEL SWITCH, XK35-2B30-BNK, ASME | EA | ZCHN | Not ordered | 11001056 | 11001056
IM25 | 11001057 | NO | M | GDELM0718 | WIRE LENS GUARD ASSLY,PX99901228.MEDC | EA | ZCHN | Not ordered | 11001057 | 11001057
IM18 | 11001058 | X | M | GDDET0149 | FP-524D-HRT Catalytic LEL. GAS SENSOR | EA | ZCHN | Not ordered | NO | NO
IM18 | 11001065 | NO | M | GDDET0357 | CONTROLLER, P/N: 954-161053-301, DETCON | EA | ZCHN | Not ordered | NO | NO
IM21 | 11001066 | NO | M | GDSGM0022 | PRESSURE SWITCH,F100-6BS-M201-M446+UE | EA | ZCHN | Not ordered | 11001066 | 11001066
IM21 | 11001067 | NO | M | GDSGM0023 | PRESSURE SWITCH,H100-171-QC1-M201, UE | EA | ZCHN | Not ordered | 11001067 | 11001067
IM21 | 11001068 | NO | M | GDSGM0024 | PRESSURE SWTICH,H100-612-1010-QC1+ UE | EA | ZCHN | Not ordered | 11001068 | 11001068
IM25 | 11001070 | NO | M | GDELM0721 | GuidedwaveTDRleveltrans-705-520A-110 | EA | ZCHN | Not ordered | 11001070 | 11001070
IM25 | 11001074 | NO | M | GDELM0480 | ElectronicmoduleforModulevel | EA | ZCHN | Not ordered | 11001074 | 11001074
IM25 | 11001075 | NO | M | GDELM0720 | Cagemountedfloatlevelswitch | EA | ZCHN | Not ordered | 11001075 | 11001075
IM25 | 11001077 | NO | M | GDSGM0033 | Cagemounteddisplacerlevelswitch | EA | ZCHN | Not ordered | 11001077 | 11001077
IM25 | 11001079 | NO | M | GDPRT0270 | ZincplatedsteelSpringhousingmaterial | EA | ZCHN | Not ordered | 11001079 | 11001079
IM25 | 11001081 | NO | M | GDSGM0037 | LevelSwitch | EA | ZCHN | Not ordered | 11001081 | 11001081
IM25 | 11001082 | NO | M | GDELM0722 | ElectronicmoduleforTD2 | EA | ZCHN | Not ordered | 11001082 | 11001082
IM18 | 11001089 | NO | M | GDSNR0043 | IR-522 Infrared Combustible Hydrocarbon | EA | ZCHN | Not ordered | 11001089 | 11001089
IM22 | 11001090 | NO | M | GDELM0719 | PRESSURE TRANSMITTER- PT MODEL NO. STG74 | EA | ZCHN | Not ordered | 11001090 | 11001090
IM22 | 11001091 | NO | M | GDSGM0034 | PRESSURE SWITCH - MODEL# H122-376-M202-M | EA | ZCHN | Not ordered | 11001091 | 11001091
IM22 | 11001092 | NO | M | GDSGM0035 | PRESSURE SWITCH - MODEL# H122-S156B-M202 | EA | ZCHN | Not ordered | 11001092 | 11001092
IM22 | 11001093 | NO | M | GDSGM0036 | PRESSURE SWITCH - MODEL# J120-193-1180-M | EA | ZCHN | Not ordered | 11001093 | 11001093
IM18 | 11001095 | NO | M | GDSNR0040B | Teledyne Sensor O2 Zirconium | EA | ZCHN | Not ordered | 11001095 | 11001095
IM22 | 11001096 | NO | M | GDDET0047 | PART NO. # 927-405500-000 | EA | ZCHN | Not ordered | 11001096 | 11001096
IM22 | 11001098 | NO | M | GDELM0673 | 706-512A-310 Guided wave Transmitter | EA | ZCHN | Not ordered | 11001098 | 11001098
IM22 | 11001099 | NO | M | GDELM0674 | X1MT-AA3A-AHNN-NNNN-NN3B199-226 | EA | ZCHN | Not ordered | 11001099 | 11001099
IM18 | 11001103 | NO | M | N/A | Detcon Spare | EA | ZCHN | Not ordered | 11001103 | 11001103
IM05 | 11001105 | X | M | GDSNR004 | Teledyne spare | EA | ZCHN | Not ordered | NO | NO
IM05 | 11001106 | NO | M | N/A | Chamber XF35-1B4D-072 | EA | ZCHN | Not ordered | 11001106 | 11001106
IM05 | 11001107 | NO | M | N/A | Magnetrol Spares 032-5841-003 | EA | ZCHN | Not ordered | 11001107 | 11001107
IM25 | 11001109 | NO | M | GDPWS0005 | P/N: 360-SWS100-024, Power Supply 61-N4X | EA | ZCHN | Not ordered | 11001109 | 11001109
EM23 | 11001111 | NO | M | GDPWS0003 | POWER SUPPLY PART NO# 030-2407-001 | EA | ZCHN | Not ordered | 11001111 | 11001111
EM23 | 11001112 | NO | M | GDPWS0004 | POWER SUPPLY PART NO. # 030-2411-002 | EA | ZCHN | Not ordered | 11001112 | 11001112
IM21 | 11001113 | NO | M | EILSY0370 | MEDC PUSH BUTTON | EA | ZCHN | Not ordered | 11001113 | 11001113
IM21 | 11001114 | NO | M | GDELM0669 | MEDC BLUE STROBE | EA | ZCHN | Not ordered | 11001114 | 11001114
IM21 | 11001115 | NO | M | GDELM0671 | MEDC CLEAR BEACON | EA | ZCHN | Not ordered | 11001115 | 11001115
IM02 | 11001116 | NO | M | GDELM0672 | MEDC HORN | EA | ZCHN | Not ordered | 11001116 | 11001116
IM21 | 11001117 | NO | M | GDSGM0039 | PART NO. # J120K-541-M540-M201-QC1 | EA | ZCHN | Not ordered | 11001117 | 11001117
IM21 | 11001118 | NO | M | GDSGM0038 | PART NO. # J120-524-M440-M201-QC1 | EA | ZCHN | Not ordered | 11001118 | 11001118
IM21 | 11001119 | NO | M | GDSGM0040 | SWITCH PART NO. # B15-AK4B-DOB | EA | ZCHN | Not ordered | 11001119 | 11001119
IM18 | 11001120 | NO | M | GDSNR0044 | TELEYNDE SPARE | EA | ZCHN | Not ordered | 11001120 | 11001120
IM07 | 11001121 | X | M | GDELM0725 | VENT&DRAINVALVES,3/4"NPT,MAGNETROL | EA | ZCHN | Not ordered | NO | NO
IM07 | 11001123 | X | M | GDELM0723 | ECLIPSECHAMBER,XF35-1B4D-072,MAGNETROL | EA | ZCHN | Not ordered | NO | NO
IM21 | 11001126 | NO | M | GDSGM0041 | MAGNETROL SPARE SWITCH | EA | ZCHN | Not ordered | 11001126 | 11001126
IM22 | 11001127 | NO | M | GDELM0726 | Guided wave TDR level transmitter | EA | ZCHN | Not ordered | 11001127 | 11001127
IM21 | 11001129 | NO | M | GDELM0728 | Cage mounted displacer level switch | EA | ZCHN | Not ordered | 11001129 | 11001129
IM18 | 11001130 | NO | M | AWAITED | TELEDYNE SPARE CELL ASSLY | EA | ZCHN | Not ordered | 11001130 | 11001130
IM18 | 11001132 | NO | M | AWAITED | TELEDYNE SPARE | EA | ZCHN | Not ordered | 11001132 | 11001132
IM18 | 11001133 | NO | M | AWAITED | Teledyne spare | EA | ZCHN | Not ordered | 11001133 | 11001133
IM18 | 11001134 | NO | M | AWAITED | Teledyne spare | EA | ZCHN | Not ordered | 11001134 | 11001134
IM18 | 11001135 | NO | M | AWAITED | Teledyne spare | EA | ZCHN | Not ordered | 11001135 | 11001135
IM18 | 11001136 | NO | M | AWAITED | Teledyne spare | EA | ZCHN | Not ordered | 11001136 | 11001136
IM18 | 11001137 | NO | M | AWAITED | DETCON SPARE | EA | ZCHN | Not ordered | 11001137 | 11001137
EM23 | 11001139 | X | M | GDDET0071 | PART NO. # 360-6SD1SD-200, Line Power | EA | ZCHN | Not ordered | NO | NO
IM25 | 11001141 | NO | M | AWAITED | Attractive Sleeve kit, P/N: 89-3426-001 | EA | ZCHN | Not ordered | 11001141 | 11001141
IM22 | 11001143 | NO | M | AWAITED | Guided wave TDR level transmitter | EA | ZCHN | Not ordered | 11001143 | 11001143
IM21 | 11001144 | NO | M | AWAITED | Float level switch | EA | ZCHN | Not ordered | 11001144 | 11001144
IM23 | 11001154 | NO | M | GDELM0745 | METERING VALVE, P/N. V986, TELEDYNE | EA | ZCHN | Not ordered | 11001154 | 11001154
IM25 | 11001155 | NO | M | ANANZ0119 | HEAD PUMP P/N: P1500, TELEDYNE | EA | ZCHN | Not ordered | 11001155 | 11001155
IM25 | 11001156 | NO | M | ANANZ0121 | HEAD PUMP P/N: P1502, TELEDYNE | EA | ZCHN | Not ordered | 11001156 | 11001156
IM20 | 11001160 | NO | M | GDDET0070 | PART NO.#977-1L6000-033, Model AV1-C1D2M | EA | ZCHN | Not ordered | 11001160 | 11001160
EM23 | 11001161 | NO | M | GDDET0071 | PART NO. # 360-6SD1SD-200, Line Power | EA | ZCHN | Not ordered | 11001161 | 11001161
IM07 | 11001169 | NO | M | GDTUF0001 | TUBING TYGON # 18 MDL 6750, TT00328, | RL | ZCHN | Not ordered | 11001169 | 11001169
IM21 | 11001171 | NO | M | GDSGM0044 | PART NO.#1XTXSW-TR1-M270-M201-QC1 | EA | ZCHN | Not ordered | 11001171 | 11001171
IM25 | 11001172 | NO | M | GDELM0748 | FLOAT & STEM KIT, 089-3258-017,MAGNETROL | EA | ZCHN | Not ordered | 11001172 | 11001172
IM25 | 11001173 | NO | M | GDELM0749 | GUIDED TDR PROBE,X7MR-A110-040,MAGNETROL | EA | ZCHN | Not ordered | 11001173 | 11001173
IM18 | 11001174 | NO | M | GDSNR0046 | SENSOR PART NO.# C06689-A5 | EA | ZCHN | Not ordered | 11001174 | 11001174
IM21 | 11001179 | NO | M | GDSGM0046 | ULTRASONIC LEVEL SWITCH, 961-50A0-010 + | EA | ZCHN | Not ordered | 11001179 | 11001179
IM22 | 11001187 | NO | M | GDELM0752 | TRANSMITTER, GW TDR LEVEL, 706-512A-310 | EA | ZCHN | Not ordered | 11001187 | 11001187
IM22 | 11001188 | NO | M | GDELM0753 | TRANSMITTER, GW TDR LEVEL, 706-520A-310 | EA | ZCHN | Not ordered | 11001188 | 11001188
IM18 | 11001189 | X | M | GDSNR0047 | SENSOR, PLUG IN-HYD.CHLORIDE, DM-700-HCL | EA | ZCHN | Not ordered | NO | NO
IM22 | 11001260 | X | M | N/A | TRANSMITTER,TDR LVL,X706-512A-312, | EA | ZCHN | Not ordered | NO | NO
IM22 | 11001261 | X | M | N/A | TRANSMITTER,TDR LVL,X706-512A-312 | EA | ZCHN | Not ordered | NO | NO
IM21 | 11001283 | NO | M | N/A | PRESSURE SWITCH,J120-376-1519-M201-QC1 + | EA | ZCHN | Not ordered | NO | NO
IM01 | 11001286 | NO | M | N/A | N2O ANALYZER,GFC 7002T,TELEDYNE | EA | ZCHN | Not ordered | NO | NO
IM21 | 11001300 | NO | M | NO | SWITCH,DIFF. PRESSURE-J120K-367,U.E. | EA | ZCHN | Not ordered | NO | NO
IM25 | 11001360 | NO | M | NO | CONTROLLER,DC3501-E0-0000-200-1T00-E0-0 | EA | ZCHN | Not ordered | NO | NO
IM19 | 11001405 | NO | M | NO | SOUNDER,DB3BULG120N1CNR, MEDC | EA | ZCHN | Not ordered | NO | NO
IM02 | 11001406 | NO | M | NO | BEACON,GRP XENON,XB15UL1201508RNBNN,MEDC | EA | ZCHN | Not ordered | NO | NO
EM23 | 11001421 | NO | M | NO | POWER SUPPLY,360-SWS300-024(1610-N4X) | EA | ZCHN | Not ordered | NO | NO
EM08 | 11001427 | NO | M | DDSYS0003 | D25 (Z814412222DDBBB) | EA | ZCHN | Not ordered | 11001427 | NO
EM08 | 11001428 | NO | M | DDSYS0006 | D25 (Z814412222DDBAA) | EA | ZCHN | Not ordered | 11001428 | NO
EM11 | 11001429 | NO | M | EMCMM0001 | COMMUNICATION JACK PANEL - PN# 510-0322 | EA | ZCHN | Not ordered | 11001429 | NO
EM08 | 11001430 | NO | M | EMMMM0015 | D20ME2 (232/485 configurable ports), P/N | EA | ZCHN | Not ordered | 11001430 | NO
IM03 | 11001431 | X | M | CBCAS0025 | D.20 CABLE ASSEMBLY,977-0089/120 | EA | ZCHN | Not ordered | NO | NO
EM11 | 11001432 | NO | M | EMDTT0001 | D20 P COMMON2A 305, PN # SBB0008/00 | EA | ZCHN | Not ordered | 11001432 | NO
EM11 | 11001433 | NO | M | EMMCM0004 | D-20ASSY.GEPartNo.680-0014 | EA | ZCHN | Not ordered | 11001433 | NO
EM11 | 11001434 | NO | M | EMRTU0008 | EppromSAB1076-02(U50.U54,U47&U41) | EA | ZCHN | Not ordered | 11001434 | NO
EM11 | 11001435 | NO | M | EMRTU0024 | EmptyBootROMforD25 | EA | ZCHN | Not ordered | 11001435 | NO
EM11 | 11001437 | NO | M | EMRTU0037 | EppromSAE0032.00Harris | EA | ZCHN | Not ordered | 11001437 | NO
EM22 | 11001438 | NO | M | EMRTU0044 | D25RTUforDFRDemo(SN#D25-000400toD25-0004 | EA | ZCHN | Not ordered | 11001438 | NO
EM22 | 11001439 | X | M | EMRTU0099 | GED25RTU20-60VDC,48V,48DIGITAL+ | EA | ZCHN | Not ordered | NO | NO
EM08 | 11001440 | X | M | NO | ANALOG ADAPTER,20mA/5V,D20AUUUUU7UU | SET | ZCHN | Not ordered | NO | NO
IM02 | 11001490 | X | M | NO | XENON BEACON,SM87HXBAUL024RY3B3RYNXZ, | EA | ZCHN | Not ordered | NO | NO
IM02 | 11001491 | X | M | NO | XENON BEACON,SM87HXBAUL024CY3B3RYNWZ | EA | ZCHN | Not ordered | NO | NO
IM25 | 11001496 | X | M | NO | SDA−KIT, SPARE,PS38, KIT000254, TELEDYNE | EA | ZCHN | Not ordered | NO | NO
IM25 | 11001497 | X | M | NO | SDA−KIT, SPARE PS37,KIT000253, TELEDYNE | EA | ZCHN | Not ordered | NO | NO
IM25 | 11001498 | X | M | NO | SDA−REPLACEMENT,214, KIT000093,TELEDYNE | EA | ZCHN | Not ordered | NO | NO
IM25 | 11001499 | X | M | NO | SDA−SHIELD, LIGHT, 000250001, TELEDYNE | EA | ZCHN | Not ordered | NO | NO
IM25 | 11001500 | X | M | NO | SDA−ORIFICE, .012, 000940800, TELEDYNE | EA | ZCHN | Not ordered | NO | NO
IM25 | 11001501 | X | M | NO | SDA−FILTER, SS, FL0000001, TELEDYNE | EA | ZCHN | Not ordered | NO | NO
IM25 | 11001502 | X | M | NO | SDA−ORING,2−006VT, OR0000001, TELEDYNE | EA | ZCHN | Not ordered | NO | NO
IM18 | 11001503 | X | M | NO | SDA−PRESSURE SENSOR,SW0000059,TELEDYNE | EA | ZCHN | Not ordered | NO | NO
IM25 | 11001504 | X | M | NO | SDA−ASSY,KICKER, M1, 013390000, TELEDYNE | EA | ZCHN | Not ordered | NO | NO
IM21 | 11001515 | X | M | NO | TEMPERATURE SWITCH,E121-4BS-M201-M446,UE | EA | ZCHN | Not ordered | NO | NO
IM21 | 11001516 | X | M | NO | TEMPERATURE SWITCH,B121-120-M201–M446,UE | EA | ZCHN | Not ordered | NO | NO
IM25 | 11001538 | X | M | NO | 16 CHANNEL RACK, 951-161040-000, DETCON | EA | ZCHN | Not ordered | NO | NO
IM18 | 11001565 | X | M | NO | SENSOR,TP-524D-HRT MOS,9H5-015420-050 | EA | ZCHN | Not ordered | NO | NO
IM03 | 11001608 | X | M | NO | CABLE KIT 089-5802-003 | EA | ZCHN | Not ordered | NO | NO
IM06 | 11001639 | NO | M | NO | CLASSIC FILTER SS127.221.5CK | EA | ZCHN | Not ordered | NO | NO
IM06 | 11001642 | NO | M | NO | FILTER COAELSING, SS.122.221.5CK | EA | ZCHN | Not ordered | NO | NO
IM25 | 11001702 | X | M | NO | ELECTRONIC MODULE,MOD.705,XZ31-2841-002 | EA | ZCHN | Not ordered | NO | NO
IM11 | 11001704 | X | M | NO | MAG. LVL. INDICATOR,X1M1-AAAB-MBAE-1111+ | EA | ZCHN | Not ordered | NO | NO
IM14 | 11001707 | X | M | NO | LVL SWITCH+TRANSDUCER,96150A0010+9M1A23+ | EA | ZCHN | Not ordered | NO | NO
IM14 | 11001708 | X | M | NO | LVL SWITCH+TRANSDUCER,96150A00C0+X9M1A2+ | EA | ZCHN | Not ordered | NO | NO
IM14 | 11001719 | X | M | NO | CSR ENCLOSURE,DETCON,954-1610A5-411 | EA | ZCHN | Not ordered | NO | NO
IM11 | 11001751 | X | M | NO | MAGNETIC LVL IND. X1M1-AAAB-BEBE-2333-N+ | EA | ZCHN | Not ordered | NO | NO
IM21 | 11001784 | X | M | NO | TEMPERATURE SWITCH, E122-2BSB-M202+W076+ | EA | ZCHN | Not ordered | NO | NO
EM08 | 11001806 | X | M | NO | CABLE CONVERTER,USB-TO-SERIAL,0100-0001 | EA | ZCHN | Not ordered | NO | NO
IM21 | 11001840 | X | M | NO | PRESSURE SWITCH-(J'Ser),J120-173-M201-M+ | EA | ZCHN | Not ordered | NO | NO
EM12 | 11001849 | X | M | NO | TERMINAL BLOCK,CABUR,CBD.50,CB710 | EA | ZCHN | Not ordered | NO | NO
EM08 | 11001858 | X | M | NO | SWITCH,GE,ML3K-B-HH-D-D-A-A-A-A-A-A-A-AH | EA | ZCHN | Not ordered | NO | NO
EM12 | 11001859 | X | M | NO | POLYAMIDE END SECTION,CB35/PT,CB611 | EA | ZCHN | Not ordered | NO | NO
EM12 | 11001860 | X | M | NO | POLYAMIDE END SECTION,CB50/PT,CB711 | EA | ZCHN | Not ordered | NO | NO
EM12 | 11001861 | X | M | NO | POWER SUPPLY,CABUR,CSW241C,XCSW241C | EA | ZCHN | Not ordered | NO | NO
IM22 | 11001866 | X | M | NO | TRANSMITTER,TDR LVL,X705-51AA-A31 + X7M+ | EA | ZCHN | Not ordered | NO | NO
EM08 | 11001870 | NO | M | NO | ANALOG MODULE,GE,D20A277UUUUA,W/O CABLE | EA | ZCHN | Not ordered | NO | NO
EM08 | 11001871 | NO | M | NO | WESTERM KI RELAY BOARD,GE,D20KI-1-6-U-U | EA | ZCHN | Not ordered | NO | NO
IM02 | 11001903 | NO | M | NO | GRP XENON BEACON, XB15UL0241508BWBTN | EA | ZCHN | Not ordered | NO | NO
IM11 | 11001924 | NO | M | NO | INDICATOR,MAG.LVL,X1M1-BACB-BEBE-3333-N+ | EA | ZCHN | Not ordered | NO | NO
IM11 | 11001925 | NO | M | NO | INDICATOR,MAG.LVL,X1M1-B21P-2ESE-3333-N+ | EA | ZCHN | Not ordered | NO | NO
IM25 | 11001945 | NO | M | NO | RING JOINT, R3 2 2 1/2", X012-1906-004 | EA | ZCHN | Not ordered | NO | NO
IM25 | 11001946 | NO | M | NO | RING JOINT, R26 3/4",2500, X012-1906-02 | EA | ZCHN | Not ordered | NO | NO
IM25 | 11001947 | NO | M | NO | SPECIAL FLOAT, 2114-OM22-, XF9E-4200-090 | EA | ZCHN | Not ordered | NO | NO
IM18 | 11001983 | NO | M | NO | DM-702-H2,HYDROGEN SENSR,9H7-070794-01PC | EA | ZCHN | Not ordered | NO | NO
IM21 | 11002054 | NO | M | NO | PRESSURE SWITCHES - (J's), J120-S144B | EA | ZCHN | Not ordered | NO | NO
IM21 | 11002059 | NO | M | NO | SWITCH,THRML DISP.XTD2-7D00-030+TMA-A43+ | EA | ZCHN | Not ordered | NO | NO
IM05 | 11002092 | NO | M | NO | DETECTOR CO2,IR-700-CO2, 967-421520-100C | EA | ZCHN | Not ordered | NO | NO
IM05 | 11002093 | NO | M | NO | SO2 DETECTOR,DM-700-SO2, 967-555591-020C | EA | ZCHN | Not ordered | NO | NO
IM21 | 11002101 | NO | M | NO | SWITCH,PRESSURE,H122K-550-M202, UE | EA | ZCHN | Not ordered | NO | NO
IM21 | 11002111 | NO | M | NO | PRESSURE SWITCH,MODEL# J403-451, UE | EA | ZCHN | Not ordered | NO | NO
IM25 | 11002131 | NO | M | NO | NAME PLATES, MAGNETROL (FOR TAGS) | EA | ZCHN | Not ordered | NO | NO
IM25 | 11002195 | NO | M | NO | PROBE,GUIDED WAVE TDR, X7MT-N648-394 | EA | ZCHN | Not ordered | NO | NO
IM02 | 11002224 | NO | M | NO | BLUE BAECON-DIR.MNT,XB15UL2301508BWBTPNZ | EA | ZCHN | Not ordered | NO | NO
IM02 | 11002225 | NO | M | NO | BLUE BAECON-PIPE MN,XB15UL2301508BWPTPNZ | EA | ZCHN | Not ordered | NO | NO
IM02 | 11002226 | NO | M | NO | RED BAECON-DIRECT, XB15UL2301508RWBTPNZ | EA | ZCHN | Not ordered | NO | NO
IM02 | 11002227 | NO | M | NO | RED BAECON-PIPE MNT,XB15UL2301508RWPTPNZ | EA | ZCHN | Not ordered | NO | NO
IM02 | 11002228 | NO | M | NO | CLEAR BAECON-DIRECT,XB15UL2301508CWBTPNZ | EA | ZCHN | Not ordered | NO | NO
IM21 | 11002243 | NO | M | NO | PRESSURE SWITCH, J120-191-M201-M446-1535 | EA | ZCHN | Not ordered | NO | NO
IM05 | 11002267 | NO | M | NO | SMOKE DETECTOR, PN: FSV-951R-IV | EA | ZCHN | Not ordered | NO | NO
IM07 | 11002268 | NO | M | NO | CONVENTIONAL BASE, PN: B501-IV | EA | ZCHN | Not ordered | NO | NO
IM11 | 11002285 | NO | M | NO | INDICATOR,MAG.LVL,X1M1-AAAB-BEBE-2121-N+ | EA | ZCHN | Not ordered | NO | NO
IM11 | 11002286 | NO | M | NO | INDICATOR,MAG.LVL,X1M1-AAAB-BEBE-2121-N+ | EA | ZCHN | Not ordered | NO | NO
IM11 | 11002287 | NO | M | NO | INDICATOR,MAG.LVL,X1MT-AAAB-BHNN-NNNN-N+ | EA | ZCHN | Not ordered | NO | NO
MM10 | 11002288 | NO | M | NO | GASKET, 012-1204-038, MAGNETROL | EA | ZCHN | Not ordered | NO | NO
IM25 | 11002289 | NO | M | NO | FLOAT, TBA, MAGNETROL | EA | ZCHN | Not ordered | NO | NO
EM04 | 11002292 | NO | M | NO | FOUR (4) BAT-12120 BAT-12120 (12V, 12AH) | EA | ZCHN | Not ordered | NO | NO
IM25 | 11002293 | NO | M | NO | SURFACE BACK-BOX FOR NBG-10 or NBG-12 | EA | ZCHN | Not ordered | NO | NO
IM25 | 11002294 | NO | M | NO | SURFACE MOUNT BOX; FOR INTELLIGENT CONT. | EA | ZCHN | Not ordered | NO | NO
EM04 | 11002295 | NO | M | NO | TWO (2) BAT-12180 (12V, 18AH) | EA | ZCHN | Not ordered | NO | NO
IM25 | 11002296 | NO | M | NO | STROBE, 12/24 VOLT, RED, MULTI-CANDELA | EA | ZCHN | Not ordered | NO | NO
IM25 | 11002311 | NO | M | NO | TELEDYNE MODEL : 360 DI, 0 - 100 mg/Nm3 | EA | ZCHN | Not ordered | NO | NO
IM25 | 11002313 | NO | M | NO | SURFACE BACK-BOX FOR ALL NBG-10, SB-10 | EA | ZCHN | Not ordered | NO | NO
IM21 | 11002314 | NO | M | NO | SWITCH,CAGE FLOAT LVL, XB35-2B30-BNB | EA | ZCHN | Not ordered | NO | NO
IM21 | 11002315 | NO | M | NO | PRESSURE SWITCH,12-S-H-S-N-2-B-M201-QC1+ | EA | ZCHN | Not ordered | NO | NO
IM21 | 11002323 | NO | M | NO | SWITCH,TOP MOUNT DISP.LVL, XB10-AH4B-FOB | EA | ZCHN | Not ordered | NO | NO